## grid
Bioliquids
Biomethane
CO2
Collectable_residues
Electricity
Hard_coal
Heat
Heavy_oil
Hydrogen
Light_oil
Lignite
LNG
Natural_gas
Nuclear
Oil_shale
Power_to_liquids
Processing_residues
Water
Wood_pellets

## flow
PV
wind_offshore
wind_onshore

## reserve_type
FCR-D
FCR-N
FFR
FRR

## unittype
Biomass_CHP_wood_pellets_DH
Biomass_CHP_wood_pellets_PH
Building_electric_heater
Building_gas_heater
Building_heat_pump_air_to_air
Building_heat_pump_air_to_water
CCGT
CCGT_CHP_backpressure_DH
CCGT_CHP_backpressure_PH
CCS
CSP_Parabolic
CSP_Tower
FT_process
Gasifier_and_methanation
Hydrogen_to_Jet_Fuel
Hydropower_reservoir_large
Hydropower_reservoir_medium
Hydropower_reservoir_small
Hydropower_ROR
Industry_biomass_boiler_DH
Industry_biomass_boiler_PH
Industry_electric_heater_DH
Industry_electric_heater_PH
Industry_gas_heater_DH
Industry_gas_heater_PH
Industry_heat_pump_excess_heat_70_35C_DH
Industry_heat_pump_excess_heat_70_35C_PH
Industry_heat_pump_geothermal_2km_80_40C_DH
Industry_heat_pump_geothermal_2km_80_40C_PH
Industry_heat_pump_geothermal_2km_absortion_80_40C_DH
Industry_heat_pump_geothermal_2km_absortion_80_40C_PH
Industry_heat_pump_seawater_80_40C_DH
Industry_heat_pump_seawater_80_40C_PH
Industry_heat_pump_up_to_150C_PH
Industry_nuclear_heater_DH
Industry_nuclear_heater_PH
Nuclear
Nuclear_CHP_DH
Nuclear_CHP_PH
OCGT
PEM_Electrolyzer
Power_to_Jet_Fuel
PV_commercial_systems
PV_residential
PV_utility_systems
Solar_district_heating_DH
Solar_district_heating_PH
Wave_energy
WTG_offshore
WTG_onshore

## explanation
node |  |  | unit | from TradeRES D2 1 Scenario data corrected | Unit size | Ref | Investment cost | Ref | Fixed O&M cost | Ref | Variable O&M cost | Ref | Technical lifetime | Ref | Economic lifetime | Interest rate | Annuity | Investment cost: annual payment
Availability (0-1, constant or Map with forecast and time indices) |  |  | Annuity factor |  | MW(h) |  | €/kW(h) |  | €/MW(h)/year |  | €/MWh |  | years |  | years | % |  | €/MW(h)/year
Efficiency at full load (0-1) |  |  | Availability (0-1, constant or Map with forecast and time indices)
Efficiency at minimum load (0-1) |  |  | Efficiency at full load (0-1) |  |  |  | investment_cost |  | fom_cost |  | vom_cost
Full load operation point (0-1) |  |  | Efficiency at minimum load (0-1)
Interest rate applied to the investment of this unit |  |  | Full load operation point (0-1)
Maximum number of invested subunits |  |  | Interest rate applied to the investment of this unit
Economic lifetime for this unit (a) |  |  | Maximum number of invested subunits
Technical lifetime for this unit (a) |  |  | Economic lifetime for this unit (a)
Minimum down-time (h) |  |  | Technical lifetime for this unit (a)
Minimum operation point (0-1) |  |  | Minimum down-time (h)
Minimum up-time (h) |  |  | Minimum operation point (0-1)
Number of clustered subunits |  |  | Minimum up-time (h)
Planned outage (days/year) |  |  | Number of clustered subunits
Planned outage (days/year)
| data from | description
unit2020 | different sources | this costs should be higher than the ones for 2030
unit2030-none | traderes | summary from pivot tables
node | traderes | fuel costs from traderes tables node and node2020. This data is used to estimate loans of installed power plants

## node
heavy_oil | 2030 | base | 40.68 | <---rename to base
hydrogen | 2030 | base | 65
light_oil | 2030 | base | 36.324
lignite | 2030 | base | 6.48
LNG | 2030 | base | 26.81
natural_gas | 2030 | base | 14.65
nuclear | 2030 | base | 1.69
oil_shale | 2030 | base | 6.696
hard_coal | 2030 | base | 7.092
processing_residues | 2030 | base | 7.5
wood_pellets | 2030 | base | 45
bioliquids | 2030 | base | 82.5 |  |  | 2020 | 2030 | 2050
biomethane | 2030 | base | 74.66 |  | heavy_oil | 21.175 | 40.68 | 79.69
collectable_residues | 2030 | base | 15 |  | hydrogen | 74.965 | 65 | 45.07
electricity | 2020 | test_demand_data | 1 |  | light_oil | 46.44 | 36.324 | 32.832
heavy_oil | 2020 | base | 21.175 |  | lignite | 6.48 | 6.48 | 6.48
hydrogen | 2020 | base | 74.965 |  | LNG | 16.717 | 26.81 | 46.996
light_oil | 2020 | base | 46.44 |  | natural_gas | 13.4 | 14.65 | 42.74
lignite | 2020 | base | 6.48 |  | nuclear | 1.69 | 1.69 | 1.69
LNG | 2020 | base | 16.717 |  | oil_shale | 4.536 | 6.696 | 14.148
natural_gas | 2020 | base | 13.4 |  | hard_coal | 10.8 | 7.092 | 6.732
nuclear | 2020 | base | 1.69 |  | processing_residues | 7.5 | 7.5 | 7.5
oil_shale | 2020 | base | 4.536 |  | wood_pellets | 45 | 45 | 45
hard_coal | 2020 | base | 10.8 |  | bioliquids | 82.5 | 82.5 | 82.5
processing_residues | 2020 | base | 7.5 |  | biomethane | 86.845 | 74.66 | 50.29
wood_pellets | 2020 | base | 45 |  | collectable_residues | 15 | 15 | 15
bioliquids | 2020 | base | 82.5
biomethane | 2020 | base | 86.845
collectable_residues | 2020 | base | 15
CO2 | 2020 | base | 0 | <- added dummy 25
electricity | 2050 | test_demand_data | 1
heavy_oil | 2050 | base | 79.69
hydrogen | 2050 | base | 80 | < from Silke 65 , but benjamin lux study said 81 eur/mwh from outside europe
light_oil | 2050 | base | 32.832
lignite | 2050 | base | 6.48
LNG | 2050 | base | 46.996
natural_gas | 2050 | base | 42
nuclear | 2050 | base | 1.69
oil_shale | 2050 | base | 14.148
hard_coal | 2050 | base | 6.732
processing_residues | 2050 | base | 7.5
wood_pellets | 2050 | base | 35 | < = biofuel
bioliquids | 2050 | base | 82.5
biomethane | 2050 | base | 50.29
CO2 | 2050 | base | 200 | <- added dummy 200
collectable_residues | 2050 | base | 15 | <- added from high_co2_price
biomethane | price | high-price | 102
biomethane | price | low-price | 36
collectable_residues | price | high-price | 30
collectable_residues | price | low-price | 15
bioliquids | price | high-price | 125
bioliquids | price | low-price | 40
processing_residues | price | high-price | 15
processing_residues | price | low-price | 0
wood_pellets | price | high-price | 45
wood_pellets | price | low-price | 30
hard_coal | co2_price | 2030 | 100
heavy_oil | co2_price | 2030 | 100
light_oil | co2_price | 2030 | 100
lignite | co2_price | 2030 | 100
LNG | co2_price | 2030 | 100
natural_gas | co2_price | 2030 | 100
oil_shale | co2_price | 2030 | 100
hard_coal | co2_price | 2050 | 120
heavy_oil | co2_price | 2050 | 120
light_oil | co2_price | 2050 | 120
lignite | co2_price | 2050 | 120
LNG | co2_price | 2050 | 120
natural_gas | co2_price | 2050 | 120
oil_shale | co2_price | 2050 | 120
hard_coal | co2_price | high_co2_price | 200
heavy_oil | co2_price | high_co2_price | 200
light_oil | co2_price | high_co2_price | 200
lignite | co2_price | high_co2_price | 200
LNG | co2_price | high_co2_price | 200
natural_gas | co2_price | high_co2_price | 200
oil_shale | co2_price | high_co2_price | 200
hard_coal | co2_price | low_co2_price | 70
heavy_oil | co2_price | low_co2_price | 70
light_oil | co2_price | low_co2_price | 70
lignite | co2_price | low_co2_price | 70
LNG | co2_price | low_co2_price | 70
natural_gas | co2_price | low_co2_price | 70
oil_shale | co2_price | low_co2_price | 70
biomethane | annual_resource_limit | bio_potential_2040 | 113000000
biomethane | annual_resource_limit | bio_potential_2050 | 116000000
biomethane | annual_resource_limit | bio_potential_2020 | 109000000
biomethane | annual_resource_limit | bio_potential_2030 | 111000000
collectable_residues | annual_resource_limit | bio_potential_2030 | 309000000
collectable_residues | annual_resource_limit | bio_potential_2040 | 299000000
collectable_residues | annual_resource_limit | bio_potential_2050 | 321000000
collectable_residues | annual_resource_limit | bio_potential_2020 | 335000000
Note on M16: [Threaded comment] Your version of Excel allows you to read this threaded comment; however, any edits to it will get removed if the file is opened in a newer version of Excel. Learn more: https://go.microsoft.com/fwlink/?linkid=870924 Comment: changed from base to 2040
Note on C36: [Threaded comment] Your version of Excel allows you to read this threaded comment; however, any edits to it will get removed if the file is opened in a newer version of Excel. Learn more: https://go.microsoft.com/fwlink/?linkid=870924 Comment: changed from base to 2040

## H2
academic month | NL electrolyser | < | -10229569.5808
1 |  |  | VRE+flex+europe__Result_import@2022-11-15T09:28:24 |  |  | Backbone
1 |  |  |  |  | Row Labels | Sum of NL electrolyser
1 |  |  |  |  | 1 | -62467.2766
1 |  |  | hydrogen demand from TNO for 2050 |  | 2 | -335908.9167
1 |  |  |  |  | 3 | -2151793.1869
1 |  |  | 21240.818 | hourly | 4 | -1382842.0689
1 |  |  | 186069565.68 | yearly | 5 | -1304290.6515
1 |  |  | 186.0696 | TWH | 6 | -1224277.4812
1 |  |  | 15505797.14 | monthly | 7 | -820727.7485
1 |  |  |  |  | 8 | -765749.1053
1 |  |  | 98149567.6304 | mean backbone vs TNO | 9 | -872380.1819
1 |  |  | 8179130.6359 | monthly | 10 | -598704.3096
1 |  |  | 10000000 | chosen | 11 | -1670.3763
1 |  |  |  |  | 12 | -708758.2775
1 |  |  |  |  | Grand Total | -10229569.5808
1 | [5 empty] | 10229569.5808
1
1
1
1
1
1
1
1
1
1
1
1
1
1
1
1
1
1
1
1
1
1
1
1
1
1
1
1
1
1
1
1
1
1
1
1
1
1
1
1
1
1
1
1
1
1
1
1
1
1
1
1
1
1
1
1
1
1
1
1
1
1
1
1
1
1
1
1
1
1
1
1
1
1
1
1
1
1
1
1
1
1
1
1
1
1
1
1
1
1
1
1
1
1
1
1
1
1
1
1
1
1
1
1
1
1
1
1
1
1
1
1
1
1
1
1
1
1
1
1
1
1
1
1
1
1
1
1
1
1
1
1
1
1
1
1
1
1
1
1
1
1
1
1
1
1
1
1
1
1
1
1
1
1
1
1
1
1
1
1
1
1
1
1
1
1
1
1
1
1
1
1
1
1
1
1
1
1
1
1
1
1
1
1
1
1
1
1
1
1
1
1
1
1
1
1
1
1
1
1
1
1
1
1
1
1
1
1
1
1
1
1
1
1
1
1
1
1
1
1
1
1
1
1
1
1
1
1
1
1
1
1
1
1
1
1
1
1
1
1
1
1
1
1
1
1
1
1
1
1
1
1
1
1 | -1242.559
1 | -779.2216
1
1
1 | -27.8455
1
1
1
1 | -5117
1 | -5117
1 | -4869.9314
1
1
1 | -3911.4089
1
1 | -2556.0064
1
1
1
1
1
1
1
1
1
1
1
1
1
1
1 | -2069.9405
1
1
1 | -5117
1 | -5117
1
1
1
1
1
1
1 | -5117
1 | -5117
1
1
1
1
1
1
1
1
1
1
1
1
1
1
1
1
1
1
1
1
1
1
1
1
1
1
1
1
1
1
1
1
1
1
1
1
1
1
1
1
1
1
1
1
1
1
1
1
1 | -2253.2878
1 | -3123.7229
1 | -3933.0968
1 | -3580.4588
1 | -3417.7971
1
1
1
1
1
1
1
1
1
1
1
1
1
1
1
1
1
1
1
1
1
1
1
1
1
1
1
1
1
1
1
1
1
1
1
1
1
1
1
1
1
1
1
1
1
1
1
1
1
1
1
1
1
1
1
1
1
1
1
1
1
1
1
1
1
1
1
1
1
1
1
1
1
1
1
1
1
1
1
1
1
1
1
1
1
1
1
1
1
1
1
1
1
1
1
1
1
1
1
1
1
1
1
1
1
1
1
1
1
1
1
1
1
1
1
1
1
1
1
1
1
1
1
1
1
1
1
1
1
1
1
1
1
1
1
1
1
1
1
1
1
1
1
1
1
1
1
1
1
1
1
1
1
1
1
1
1
1
1
1
1
1
1
1
1
1
1
1
1
1
1
1
1
1
1
1
1
1
1
1
1
1
1
1
1
1
1
1
1
1
1
1
1
1
1
1
1
1
1
1
1
1
1
1
1
1
1
1
1
1
1
1
1
1
1
1
1
1
1
1
1
1
1
1
1
1
1
1
1
1
1
1
1
1
1
1
1
1
1
1
1
1
1
1
1
1
1
1
1
1
1
1
1
1
1
1
1
1
1
1
1
1
1
1
1
1
1
1
1
1
1
1
1
1
1
1
1
1
1
1
1
1
1
1
1
1
1
1
1
1
1
1
1
1
1
1
1
1
1
1
1
1
1
1
1
1
1
1
1
1
1
1
1
1
1
1
1
1
1
1
1
1
1
1
1
1
1
1
1
1
1
1
1
1
1
1
1
1
1
1
1
1
1
1
1
1
1
1
1
1
1
1
1
1
1
1
1
1
1
1
1
1
1
1
1
2
2
2
2
2
2
2
2
2
2
2
2
2
2
2
2
2
2
2
2
2
2
2
2
2
2
2
2
2
2
2
2
2
2
2
2
2
2
2
2
2
2
2
2
2
2
2
2
2
2
2
2
2
2
2
2
2
2
2
2
2
2
2
2
2
2
2
2
2
2
2
2
2
2
2
2
2
2
2
2
2
2
2
2
2
2
2
2
2
2
2
2
2
2
2
2
2
2
2
2
2
2
2
2
2
2
2
2
2
2
2
2
2
2
2
2
2
2
2
2
2
2
2
2
2
2
2
2
2
2
2
2
2
2
2
2
2
2
2
2
2
2
2
2
2
2
2
2
2
2
2
2
2
2
2
2
2
2
2
2
2 | -1137.083
2 | -4237.52
2 | -5117
2 | -5117
2 | -5117
2 | -5117
2 | -5117
2 | -5117
2 | -5117
2 | -5117
2 | -5117
2 | -5117
2 | -5117
2 | -5117
2 | -5117
2 | -5117
2 | -5117
2 | -5117
2 | -5117
2 | -1583.6056
2 | -1280.552
2 | -5117
2 | -190.9613
2
2
2 | -880.1466
2 | -1535.1096
2 | -3529.8592
2 | -3929.3802
2 | -3550.1494
2 | -5117
2 | -5117
2 | -5117
2 | -5117
2 | -5117
2 | -5117
2 | -5117
2 | -5117
2 | -5117
2 | -5117
2 | -5117
2 | -5117
2 | -5117
2 | -5117
2 | -5117
2 | -5117
2 | -5117
2 | -5117
2 | -5117
2 | -5117
2 | -5117
2 | -5117
2 | -5117
2 | -5117
2 | -5117
2 | -5117
2 | -5117
2 | -5117
2 | -5117
2 | -5117
2 | -5117
2 | -5117
2 | -5117
2 | -5117
2 | -5117
2 | -5117
2 | -5117
2 | -5117
2 | -5117
2 | -5117
2 | -3307.9806
2 | -500.2822
2
2
2
2
2
2
2
2
2
2
2
2
2
2
2
2
2
2
2
2
2
2
2
2
2
2
2
2
2
2
2
2
2
2
2
2
2
2
2
2
2
2
2
2
2
2
2
2
2
2
2
2
2
2
2
2
2
2
2
2
2
2
2
2
2
2
2
2
2
2
2
2
2
2
2
2
2
2
2
2
2
2
2
2
2
2
2
2
2
2
2
2
2
2
2
2
2
2
2
2
2
2
2
2
2
2
2
2
2
2
2
2
2
2
2
2
2
2
2
2
2
2
2
2
2
2
2
2
2
2
2
2
2
2
2
2
2
2
2
2
2
2
2
2
2
2
2
2
2
2
2
2
2
2
2
2
2
2
2
2
2
2
2
2
2
2
2
2
2
2
2
2
2
2 | -753.8239
2 | -4343.1482
2
2
2
2
2
2
2
2
2
2
2
2
2
2
2
2
2
2
2
2
2
2
2
2
2
2
2
2
2
2
2
2
2
2
2
2
2
2
2
2
2
2
2
2
2
2
2
2
2
2
2
2
2
2
2
2
2
2
2
2
2
2
2
2
2
2
2
2
2
2
2
2
2
2
2
2
2
2
2
2
2
2
2
2
2
2
2
2
2
2
2
2
2
2
2
2
2
2
2
2
2
2
2
2
2
2
2
2
2
2
2
2
2
2
2
2
2
2
2
2
2
2
2
2
2
2
2
2
2
2
2
2
2
2
2
2
2
2
2
2
2
2
2
2
2
2
2
2
2
2
2
2
2
2
2
2
2
2
2
2
2
2
2
2
2
2
2
2
2
2
2
2
2
2
2
2
2
2
2
2
2
2
2
2
2
2
2
2
2
2
2
2
2
2
2
2
2
2
2
2
2
2
2
2
2
2
2
2
2
2
2
2
2
2
2
2
2
2
2
2
2
2
2
2
2
2
2
2
2
2
2
2
2
2
2
2
2
2
2
2
2
2
2
2
2
2
2
2
2
2
2
2
2
2
2
2
2
2
2
2
2
2
2
2
2
2
2
2
2
2
2
2
2
2
2
2
2
2
2
2
2
2
2
2
2
2
2
2
2
2
2
2
2
2
2
2
2
2
2
2
2
2
2
2
2
2
2
2
2
2
2
2
2
2
2
2 | -4594.8835
2
2 | -954.6079
2
2
2
2
2 | -2813.8233
3 | -5117
3 | -5117
3 | -5117
3 | -5117
3 | -5117
3 | -5117
3 | -5117
3 | -5117
3 | -5117
3 | -5117
3 | -5117
3 | -5117
3 | -5117
3 | -5117
3 | -5117
3 | -5117
3 | -5117
3 | -5117
3 | -5117
3 | -5117
3 | -5117
3 | -5117
3 | -5117
3 | -5117
3 | -5117
3 | -5117
3 | -5117
3 | -5117
3 | -5117
3 | -5117
3 | -5117
3 | -5117
3 | -5117
3 | -5117
3 | -5117
3 | -5117
3 | -5117
3 | -5117
3 | -5117
3 | -5117
3 | -5117
3 | -5117
3 | -5117
3 | -5117
3 | -5117
3 | -5117
3 | -5117
3 | -5117
3 | -5117
3 | -5117
3 | -5117
3 | -5117
3 | -5117
3 | -5117
3 | -5117
3 | -5117
3 | -5117
3 | -5117
3 | -5117
3 | -5117
3 | -5117
3 | -5117
3 | -5117
3 | -5117
3 | -5117
3 | -5117
3 | -5117
3 | -2489.3505
3
3
3
3
3
3
3
3
3
3
3
3
3
3 | -2667.7131
3 | -5117
3 | -5117
3 | -5117
3 | -5117
3 | -5117
3 | -5117
3 | -5117
3 | -5117
3 | -5117
3 | -2206.2916
3 | -1777.4371
3 | -3308.187
3 | -2317.4576
3 | -2787.4564
3 | -220.2356
3 | -5117
3 | -1191.8519
3 | -5117
3 | -3255.4819
3 | -5117
3 | -5117
3 | -5117
3 | -5117
3 | -5117
3 | -216.9608
3 | -5117
3 | -5117
3 | -5117
3 | -5117
3 | -5117
3 | -5117
3 | -5117
3 | -5117
3 | -5117
3 | -5117
3 | -5117
3 | -5117
3 | -5117
3 | -5117
3 | -5117
3 | -5117
3 | -5117
3 | -5117
3 | -5117
3 | -5117
3 | -5117
3 | -5117
3 | -5117
3 | -5117
3 | -5117
3 | -5117
3 | -5117
3 | -5117
3 | -5117
3 | -5117
3 | -5117
3 | -5117
3 | -4166.3445
3
3
3
3
3
3 | -3793.6695
3 | -5117
3 | -5117
3 | -5117
3 | -5117
3 | -5117
3 | -5117
3 | -5117
3 | -5117
3 | -5117
3 | -5117
3 | -5117
3 | -5117
3 | -5117
3 | -5117
3 | -5117
3 | -5117
3 | -5117
3 | -5117
3 | -5117
3 | -5117
3 | -5117
3 | -5117
3 | -5117
3 | -5117
3 | -5117
3 | -5117
3 | -2683.3022
3 | -1685.4222
3
3
3
3
3
3 | -1439.3697
3
3 | -4736.2712
3 | -5117
3 | -5117
3 | -5117
3 | -5117
3 | -5117
3 | -5117
3 | -5117
3 | -5117
3 | -5117
3 | -5117
3 | -5117
3 | -5117
3 | -5117
3 | -5117
3 | -5117
3 | -5117
3 | -5117
3 | -5117
3 | -5117
3 | -5117
3 | -5117
3 | -5117
3 | -5117
3 | -5117
3 | -5117
3 | -5117
3 | -5117
3 | -5117
3 | -5117
3 | -5117
3 | -5117
3
3
3
3
3
3
3
3
3 | -1774.1969
3 | -2755.3096
3 | -1349.8045
3 | -5117
3 | -5117
3 | -5117
3 | -5117
3 | -5117
3 | -5117
3 | -5117
3 | -5117
3 | -5117
3 | -5117
3 | -5117
3 | -5117
3 | -5117
3 | -5117
3 | -5117
3 | -5117
3 | -5117
3 | -5117
3 | -5117
3 | -5117
3 | -5117
3 | -5117
3 | -5117
3 | -5117
3 | -5117
3 | -5117
3 | -5117
3 | -5117
3 | -5117
3 | -5117
3 | -5117
3 | -5117
3 | -5117
3 | -5117
3 | -5117
3 | -5117
3 | -5117
3 | -5117
3 | -5117
3 | -5117
3 | -5117
3 | -5117
3 | -5117
3 | -5117
3 | -5117
3 | -5117
3 | -5117
3 | -5117
3 | -5117
3 | -5117
3 | -5117
3 | -5117
3 | -5117
3 | -5117
3 | -5117
3 | -5117
3 | -5117
3 | -5117
3 | -5117
3 | -5117
3 | -5117
3 | -5117
3 | -5117
3 | -5117
3 | -5117
3 | -5117
3 | -5117
3 | -4389.544
3 | -5117
3 | -3463.5835
3 | -5117
3 | -3288.8692
3 | -5117
3 | -732.702
3 | -1308.8309
3 | -5117
3 | -5117
3 | -5117
3 | -5117
3 | -5117
3 | -5117
3 | -5117
3 | -5117
3 | -5117
3 | -5117
3 | -5117
3 | -5117
3 | -5117
3 | -5117
3 | -5117
3 | -5117
3 | -5117
3 | -5117
3 | -5117
3 | -5117
3
3
3 | -5117
3 | -3410.8527
3 | -5117
3 | -5117
3 | -5117
3 | -5117
3 | -5117
3 | -5117
3 | -5117
3 | -5117
3 | -5117
3 | -5117
3 | -5117
3 | -5117
3 | -5117
3 | -5117
3 | -5117
3 | -5117
3 | -5117
3 | -5117
3 | -5117
3 | -5117
3 | -5117
3 | -5117
3 | -5117
3 | -5117
3 | -5117
3 | -5117
3 | -5117
3 | -5117
3 | -5117
3 | -5117
3 | -5117
3 | -5117
3 | -5117
3 | -5117
3 | -5117
3 | -5117
3 | -5117
3 | -5117
3 | -5117
3 | -5117
3 | -5117
3 | -5117
3 | -5117
3 | -4512.8725
3 | -5117
3 | -5117
3 | -5117
3 | -5117
3 | -5117
3 | -5117
3 | -5117
3 | -5117
3 | -5117
3 | -5117
3 | -5117
3 | -5117
3
3
3
3
3
3
3
3
3
3
3
3
3
3
3
3
3 | -101.5449
3 | -5117
3 | -5117
3 | -5117
3 | -5117
3 | -5117
3 | -2227.0456
3
3
3
3
3
3
3
3
3
3
3
3
3
3
3
3
3
3
3 | -2334.7145
3 | -5117
3 | -5117
3 | -5117
3 | -5117
3
3
3
3
3
3
3
3
3
3
3
3
3
3
3
3
3
3
3
3 | -5117
3 | -5117
3 | -4556.6349
3
3
3
3
3
3
3
3
3
3
3
3
3
3
3
3
3
3
3
3
3
3
3 | -5117
3 | -5117
3 | -5117
3 | -5117
3 | -5117
3 | -5117
3 | -374.6931
3
3
3
3
3
3
3
3
3
3
3
3
3
3
3
3
3
3
3 | -742.5368
3
3 | -3298.3431
3
3
3
3
3
3
3
3
3
3
3
3
3
3
3
3
3
3
3
3 | -5117
3 | -5117
3 | -5117
3 | -5117
3 | -5117
3 | -5117
3 | -5117
3 | -5117
3
3
3
3
3
3
3 | -5117
3 | -5117
3 | -5117
3 | -5117
3 | -5117
3 | -5117
3 | -5117
3 | -5117
3 | -5117
3 | -5117
3 | -5117
3 | -5117
3 | -5117
3 | -5117
3 | -5117
3 | -5117
3 | -5117
3 | -5117
3 | -5117
3
3
3
3
3
3
3
3
3
3
3
3
3
3
3
3
3
3 | -5117
3 | -5117
3 | -5117
3
3
3
3
3
3
3
3
3
3
3
3
3
3
3
3
3
3
3
3 | -4740.7345
3 | -5117
3 | -5117
3 | -5117
3 | -5117
3 | -3009.6615
3
3
3
3
3
3
3
3
3
3
3
3
3
3
3
3
3
3
3
3
3
3
3
3
3
3
3
3
3
3
3
3
3
3
3
3
3
3
3
3
3
3
3 | -5117
3 | -5117
3 | -5117
3 | -5117
3 | -5117
3 | -5117
3 | -5117
3
3
3
3
3
3
3
3
3
3
3
3
3
3
3
3 | -888.3948
3 | -5117
3 | -5117
3 | -5117
3 | -5117
3 | -5117
3 | -5117
3 | -5117
3 | -5117
3 | -2773.0863
3
3
3
3
3
3
3
3
3
3
3
3
3
3 | -897.4411
3 | -884.9868
3 | -5117
3 | -5117
3 | -5117
3 | -5117
3 | -5117
3 | -5117
3 | -5117
3 | -5117
3 | -5117
3
3
3
3
3
3
3
3
3
3
3
3
3
3
3 | -5117
3 | -5117
3 | -5117
3 | -5117
3 | -5117
3 | -5117
3 | -5117
3 | -5117
3 | -5117
3
3
3
3
3
3
3
3
3
3
3
3
3
3
3
4
4 | -3281.06
4
4 | -5117
4
4 | -5117
4
4
4
4
4
4
4
4
4
4
4
4
4
4
4
4
4
4
4
4
4
4
4
4
4
4
4
4
4
4
4
4
4
4
4
4
4
4
4
4
4
4
4
4
4
4
4
4
4
4
4
4
4
4
4
4
4
4
4
4
4
4
4
4
4
4
4
4
4
4
4
4
4
4
4
4
4
4
4
4
4
4
4
4
4
4
4
4
4
4
4
4
4
4 | -5117
4 | -5117
4
4 | -5117
4
4
4
4
4
4
4
4
4
4
4
4
4
4
4
4
4
4
4 | -5117
4 | -5117
4 | -5117
4 | -5117
4 | -5117
4 | -5117
4 | -5117
4 | -5117
4 | -5117
4
4
4
4
4
4
4
4
4
4
4
4
4
4
4
4
4 | -1883.9589
4 | -5117
4 | -5117
4 | -5117
4 | -5117
4 | -5117
4 | -3032.9596
4
4
4
4
4
4
4
4
4
4
4
4
4
4
4
4 | -5117
4 | -5117
4 | -5117
4 | -5117
4 | -5117
4 | -5117
4 | -5117
4 | -5117
4 | -5117
4 | -5117
4 | -1775.9764
4
4
4
4
4
4
4
4 | -63.157
4
4
4
4 | -999.6839
4 | -3232.4907
4 | -5117
4 | -5117
4 | -5117
4 | -5117
4 | -5117
4 | -5117
4 | -5117
4 | -5117
4 | -5117
4 | -5117
4 | -5117
4
4
4
4
4
4
4
4
4
4
4
4
4
4 | -5117
4 | -5117
4 | -5117
4 | -5117
4 | -5117
4 | -5117
4 | -5117
4 | -5117
4 | -5117
4
4
4
4
4
4
4
4
4
4
4
4
4
4
4
4
4
4 | -2761.9893
4
4 | -5117
4
4
4 | -5117
4
4
4
4
4
4
4
4
4
4
4
4
4
4
4
4
4 | -2833.7767
4 | -5117
4 | -5117
4 | -5117
4 | -5117
4 | -5117
4 | -5117
4 | -5117
4 | -5117
4
4
4
4
4
4
4
4
4
4
4
4
4
4
4
4 | -5117
4 | -5117
4 | -5117
4 | -5117
4 | -5117
4 | -5117
4 | -5117
4 | -5117
4 | -5117
4
4
4
4
4
4
4
4
4
4
4
4
4
4
4
4 | -3804.4889
4 | -5117
4 | -5117
4 | -5117
4 | -5117
4 | -5117
4 | -5117
4 | -5117
4 | -5117
4 | -5117
4 | -5117
4
4
4
4
4
4
4 | -3137.2141
4
4
4 | -3699.1603
4
4
4
4 | -5117
4 | -5117
4 | -5117
4 | -5117
4 | -5117
4 | -5117
4 | -5117
4 | -5117
4 | -5117
4 | -2291.3627
4
4
4
4
4
4
4
4
4
4
4
4
4
4
4 | -950.5455
4 | -5117
4 | -5117
4 | -5117
4 | -5117
4 | -5117
4 | -5117
4 | -5117
4 | -3215.7893
4
4
4
4
4
4
4
4
4
4
4
4
4
4
4 | -4694.1696
4 | -5117
4 | -5117
4 | -5117
4 | -5117
4 | -5117
4 | -5117
4 | -5117
4 | -5117
4 | -5117
4 | -5117
4 | -5117
4
4
4
4
4 | -1240.5098
4 | -2368.4631
4 | -4329.4545
4
4 | -4043.532
4 | -3019.949
4
4
4
4 | -5117
4 | -5117
4 | -5117
4 | -5117
4 | -5117
4 | -5117
4 | -5117
4 | -5117
4 | -5117
4 | -5117
4 | -4229.0737
4
4
4 | -2218.8972
4
4
4
4
4
4
4
4
4
4
4 | -5117
4 | -5117
4 | -5117
4 | -5117
4 | -5117
4 | -5117
4 | -5117
4 | -5117
4 | -5117
4 | -5117
4 | -5117
4
4
4
4
4
4
4
4
4
4
4
4
4
4 | -5117
4 | -5117
4 | -5117
4 | -5117
4 | -5117
4 | -5117
4 | -5117
4 | -5117
4 | -5117
4 | -5117
4 | -5117
4
4
4
4
4
4
4
4
4
4
4
4
4 | -4716.2912
4 | -5117
4 | -5117
4 | -5117
4 | -5117
4 | -5117
4 | -5117
4 | -5117
4 | -5117
4 | -5117
4 | -5117
4 | -5117
4 | -5117
4 | -5117
4 | -5117
4 | -5117
4 | -5117
4 | -5117
4 | -5117
4 | -5117
4 | -5117
4 | -5117
4 | -5117
4 | -5117
4 | -5117
4 | -5117
4 | -5117
4 | -5117
4 | -5117
4 | -5117
4 | -5117
4 | -5117
4 | -5117
4 | -5117
4 | -5117
4 | -5117
4 | -5117
4 | -5117
4
4 | -5117
4 | -3144.8629
4 | -1892.3136
4
4
4
4
4 | -1145.2484
4
4 | -21.2515
4 | -5117
4 | -5117
4 | -5117
4 | -5117
4 | -5117
4 | -5117
4 | -5117
4 | -5117
4 | -5117
4 | -5117
4 | -4287.312
4
4
4 | -44.3472
4 | -1591.953
4 | -5117
4
4
4 | -603.8072
4
4
4
4
4 | -5117
4 | -5117
4 | -5117
4 | -5117
4 | -5117
4 | -5117
4 | -5117
4 | -5117
4 | -5117
4 | -5117
4 | -5117
4
4
4
4
4
4
4
4
4
4
4
4
4
4
4
4 | -3115.662
4 | -5117
4 | -5117
4 | -5117
4 | -5117
4 | -5117
4 | -5117
4 | -5117
4 | -5117
4
4
4
4
4
4
4
4
4
4
4
4 | -5117
4 | -5117
4 | -5117
4 | -5117
4 | -5117
4 | -5117
4 | -5117
4 | -5117
4 | -5117
4 | -5117
4 | -5117
4 | -5117
4 | -5117
4 | -5117
4 | -2317.9112
4
4
4
4
4
4
4
4
4
4
4
4
4
4 | -2060.9485
4 | -4007.6751
4
4
4
4
4
4
4
4
4
4
4
4
4
4
4
4
4
4
4
4
4
4
4
4 | -5117
4 | -5117
4 | -5117
4 | -5117
4 | -5117
4 | -5117
4 | -3366.7287
4 | -2967.1108
4
4
4
4
4
4
4
4
4
4
4
4
4
4
4
4 | -2582.7716
4 | -5117
4 | -5117
4 | -5117
4 | -5117
4 | -5117
4 | -5117
4 | -5117
4 | -163.9809
4
4
4
4
4
4
4
4
4
4
4
4
4
4
4 | -165.1262
4 | -2289.1046
4 | -5117
4 | -5117
4 | -5117
4 | -5117
4 | -5117
4 | -5117
4 | -5117
4 | -5117
4
4
4
4
4
4
4
4
4
4
4
4
4
4
4 | -5117
4 | -5117
4 | -5117
4 | -5117
4 | -5117
4 | -5117
4 | -5117
4 | -5117
4 | -5117
4 | -5117
5 | -658.5535
5
5
5
5
5
5
5
5
5
5
5
5
5
5 | -4524.5302
5 | -5117
5 | -5117
5 | -5117
5 | -5117
5 | -5117
5 | -5117
5 | -5117
5 | -5117
5 | -5117
5
5
5
5
5
5
5
5
5
5
5
5 | -729.6974
5 | -2630.643
5 | -5117
5 | -5117
5 | -5117
5 | -5117
5 | -5117
5 | -5117
5 | -5117
5 | -5117
5 | -5117
5 | -5117
5 | -5117
5 | -5117
5
5
5
5
5
5
5
5 | -125.7956
5
5
5 | -1043.3383
5 | -2005.4173
5 | -3573.175
5 | -5117
5 | -5117
5 | -5117
5 | -5117
5 | -5117
5 | -5117
5 | -5117
5 | -5117
5 | -5117
5 | -5117
5 | -5117
5
5
5
5
5
5
5
5
5
5
5
5
5
5 | -5117
5 | -5117
5 | -5117
5 | -5117
5 | -5117
5 | -5117
5 | -2614.5859
5
5 | -4246.5669
5
5
5
5
5
5
5
5
5
5
5
5
5
5
5
5
5
5
5
5
5
5
5
5
5
5
5
5
5
5
5
5
5
5
5
5
5
5
5
5 | -630.3145
5
5
5
5
5
5
5
5
5
5
5
5
5
5
5
5
5
5
5
5
5
5
5
5 | -2016.021
5 | -5117
5
5 | -5117
5
5 | -5117
5 | -5117
5 | -5117
5 | -2228.284
5
5
5
5
5
5
5
5
5
5
5
5
5
5
5
5 | -789.4882
5 | -326.4512
5 | -5117
5 | -5117
5 | -5117
5 | -5117
5 | -5117
5 | -5117
5 | -4849.5878
5
5
5
5
5
5
5
5
5
5
5
5
5
5
5
5 | -5117
5 | -5117
5 | -5117
5 | -5117
5 | -5117
5 | -5117
5 | -5117
5 | -5117
5 | -5117
5 | -5117
5 | -5117
5 | -2831.7818
5
5
5
5
5
5
5
5
5
5 | -51.3406
5
5 | -3364.7893
5 | -5117
5 | -5117
5 | -5117
5 | -5117
5 | -5117
5 | -5117
5 | -5117
5 | -5117
5 | -5117
5 | -5117
5 | -5117
5
5
5
5
5
5
5
5
5
5
5
5
5
5 | -5117
5 | -5117
5 | -5117
5 | -5117
5 | -5117
5 | -5117
5 | -5117
5 | -5117
5 | -5117
5 | -5117
5 | -1162.7814
5
5
5
5
5
5
5
5
5
5
5
5
5 | -362.9755
5 | -5117
5 | -5117
5 | -5117
5 | -5117
5 | -5117
5 | -5117
5 | -5117
5 | -5117
5 | -5117
5 | -5117
5 | -5117
5
5
5
5
5
5
5
5
5
5
5
5
5
5 | -5117
5 | -5117
5 | -5117
5 | -5117
5 | -5117
5 | -5117
5 | -5117
5 | -5117
5 | -5117
5 | -5117
5 | -803.426
5
5
5
5
5
5
5
5
5
5
5
5
5
5 | -5117
5 | -5117
5 | -5117
5 | -5117
5 | -5117
5 | -5117
5 | -5117
5 | -5117
5 | -5117
5 | -5117
5 | -4851.9439
5
5
5
5
5
5
5
5
5
5
5
5
5
5
5 | -5117
5 | -5117
5
5
5
5
5
5
5
5
5
5
5
5
5
5
5
5
5
5
5
5
5
5
5
5 | -5117
5 | -5117
5 | -5117
5 | -5117
5
5
5
5
5
5
5
5
5
5
5
5
5
5
5
5
5
5
5
5 | -2796.3416
5 | -3080.3355
5 | -5117
5 | -5117
5 | -5117
5 | -5117
5 | -5117
5 | -5117
5
5
5
5
5
5
5
5
5
5
5
5
5
5
5
5
5
5 | -5117
5 | -5117
5 | -5117
5 | -5117
5 | -5117
5
5
5
5
5
5
5
5
5
5
5
5
5
5
5
5
5
5
5 | -5117
5 | -5117
5 | -5117
5 | -5117
5 | -5117
5 | -5117
5 | -5117
5 | -4048.9822
5
5
5
5
5
5
5
5
5
5
5
5
5
5
5
5
5 | -5117
5 | -5117
5 | -5117
5
5 | -5117
5 | -5117
5 | -5117
5 | -5117
5 | -2765.284
5
5
5
5
5
5
5
5
5
5
5
5
5
5
5 | -2183.1177
5 | -5117
5 | -5117
5 | -5117
5 | -5117
5 | -5117
5 | -5117
5 | -5117
5 | -1474.7339
5 | -4019.3188
5
5
5
5
5
5
5
5
5
5
5
5
5
5
5 | -3811.5398
5 | -5083.0363
5 | -5117
5 | -5117
5 | -5117
5 | -5117
5 | -5117
5 | -5117
5 | -5117
5 | -5117
5
5
5
5
5
5
5
5
5
5
5
5
5
5
5
5 | -5026.1968
5 | -5117
5 | -5117
5 | -5117
5 | -5117
5 | -5117
5 | -5117
5 | -5117
5 | -5117
5
5
5
5
5
5
5
5
5
5
5
5
5
5 | -5117
5 | -5117
5 | -5117
5 | -5117
5 | -5117
5 | -5117
5 | -5117
5 | -5117
5 | -5117
5 | -5117
5 | -5117
5 | -5117
5 | -5117
5 | -5117
5 | -2668.4608
5 | -539.1305
5
5
5
5
5
5
5
5
5
5 | -5090.0647
5 | -5117
5 | -5117
5 | -5117
5 | -5117
5 | -5117
5 | -5117
5 | -5117
5 | -5117
5 | -5117
5 | -1858.9555
5
5
5
5
5
5
5
5
5
5
5
5
5
5
5
5
5
5
5
5 | -2242.8895
5 | -5117
5 | -5117
5
5
5
5
5
5
5
5
5
5
5
5
5
5
5
5 | -1622.6846
5 | -5117
5 | -5117
5 | -5117
5 | -5117
5 | -5117
5 | -5117
5 | -5117
5 | -5117
5 | -5117
5
5
5
5
5
5
5
5
5
5
5 | -1682.3807
5 | -1239.1862
5 | -5117
5 | -5117
5 | -5117
5 | -5117
5 | -5117
5 | -5117
5 | -5117
5 | -5117
5 | -5117
5 | -5117
5 | -5117
5 | -5117
5 | -5117
5 | -5117
5
5
5
5
5
5
5
5
5
5
5
5
5 | -5117
5 | -5117
5 | -5117
5 | -5117
5 | -5117
5 | -5117
5 | -5117
5 | -5117
5 | -5117
5 | -5117
5 | -1444.188
5
5
5
5
5
5
5
5
5
5
5
5
5 | -5117
5 | -5117
5 | -5117
5 | -5117
5 | -5117
5 | -5117
5 | -5117
5 | -5117
5 | -5117
5 | -5117
5 | -5117
5 | -2697.3362
5
5
5
5
5
5
5
5
5
6
6
6
6 | -4758.4835
6 | -5117
6 | -5117
6 | -5117
6 | -5117
6 | -5117
6 | -5117
6 | -5117
6 | -5117
6 | -5117
6 | -5117
6 | -5117
6 | -4379.2995
6
6
6
6
6
6
6
6
6
6
6
6
6 | -5117
6 | -5117
6 | -5117
6 | -5117
6 | -5117
6 | -5117
6 | -5117
6 | -5117
6 | -5117
6 | -3594.9136
6
6
6
6
6
6
6
6
6
6
6
6
6
6
6 | -5117
6 | -5117
6 | -5117
6 | -5117
6 | -5117
6 | -5117
6 | -5117
6 | -5117
6 | -5117
6 | -5117
6 | -3048.7991
6
6
6
6
6
6
6
6
6
6
6
6
6 | -2822.4098
6 | -5117
6 | -5117
6 | -5117
6 | -5117
6 | -5117
6 | -5117
6 | -5117
6 | -5117
6 | -5117
6 | -3933.0201
6
6
6
6
6
6
6
6
6
6
6
6 | -1792.4357
6 | -5117
6 | -5117
6 | -5117
6 | -5117
6 | -5117
6 | -5117
6 | -5117
6 | -5117
6 | -5117
6 | -5117
6 | -5117
6 | -1425.6284
6
6
6
6
6
6
6
6
6
6
6
6
6
6
6 | -5117
6 | -5117
6 | -5117
6 | -5117
6 | -5117
6 | -5117
6 | -5117
6 | -5117
6 | -5117
6 | -5117
6 | -5117
6 | -5117
6 | -4991.4925
6
6 | -1969.9473
6 | -4001.6119
6 | -5117
6 | -5117
6 | -5117
6 | -5117
6 | -5117
6 | -5117
6 | -5117
6 | -5117
6 | -5117
6 | -5117
6 | -5117
6 | -5117
6 | -5117
6 | -5117
6 | -5117
6 | -5117
6 | -5117
6 | -5117
6 | -5117
6 | -5117
6 | -5117
6 | -5117
6 | -5117
6 | -3954.9993
6 | -1659.7268
6
6
6
6
6
6
6 | -5117
6 | -5117
6 | -5117
6 | -5117
6 | -5117
6 | -5117
6 | -5117
6 | -5117
6 | -5117
6 | -5117
6 | -5117
6
6
6
6
6
6
6
6
6
6
6
6
6
6 | -969.8171
6 | -5117
6 | -5117
6 | -5117
6 | -5117
6 | -5117
6 | -5117
6 | -5117
6 | -5117
6 | -5117
6 | -3573.007
6
6
6
6
6
6
6
6
6
6
6
6
6
6
6 | -2588.756
6 | -5117
6 | -5117
6 | -5117
6 | -5117
6 | -5117
6 | -5117
6 | -5117
6 | -5117
6
6
6
6
6
6
6
6
6
6
6
6
6
6
6
6
6 | -1304.4562
6 | -3005.0019
6
6 | -533.5521
6 | -1052.0872
6 | -4021.893
6 | -5117
6 | -5117
6 | -2200.9398
6
6
6
6
6
6
6
6
6
6
6
6
6
6 | -5117
6 | -5117
6 | -5117
6 | -5117
6 | -5117
6 | -5117
6 | -5117
6 | -5117
6 | -5117
6 | -5117
6 | -5117
6 | -5117
6
6
6
6
6
6
6
6
6
6
6
6
6
6
6 | -3607.4861
6 | -5117
6 | -5117
6 | -5117
6 | -5117
6 | -5117
6 | -4106.2784
6 | -1127.4286
6
6
6
6
6
6
6
6
6
6
6
6
6
6
6
6
6
6
6 | -5117
6 | -1473.2857
6 | -5117
6 | -5117
6 | -5117
6 | -5117
6 | -1127.4286
6
6
6
6
6
6
6
6
6
6
6
6
6
6
6 | -1352.5048
6 | -5117
6
6 | -5117
6 | -5117
6 | -1855.4952
6 | -5117
6 | -1127.4286
6 | -1127.4286
6 | -1127.4286
6 | -1127.4286
6
6
6
6
6
6
6
6
6
6
6
6
6
6 | -5117
6 | -5117
6 | -5117
6
6 | -953.1429
6 | -5117
6 | -1127.4286
6 | -498.3174
6 | -1756.5397
6 | -1127.4286
6
6
6
6
6
6
6
6
6
6
6
6
6
6
6
6
6
6
6 | -5117
6
6 | -5117
6
6 | -2828.6547
6
6
6
6
6
6
6
6
6
6
6
6
6
6
6
6
6 | -4836.416
6 | -5117
6 | -5117
6 | -5117
6 | -5117
6 | -5117
6 | -5117
6 | -4388.0721
6 | -1127.4286
6
6
6
6
6
6
6
6
6
6
6
6
6
6
6
6 | -5117
6 | -5117
6 | -345.8571
6
6
6 | -5117
6 | -5117
6 | -5117
6 | -1127.4286
6
6
6
6
6
6
6
6
6
6
6
6
6
6
6
6
6 | -4335.4286
6
6 | -5117
6 | -5117
6 | -5117
6 | -5117
6
6
6
6
6
6
6
6
6
6
6
6
6
6
6
6
6
6 | -1473.2857
6 | -5117
6 | -5117
6 | -5117
6
6 | -5117
6 | -5117
6 | -1127.4286
6
6
6
6
6
6
6
6
6
6
6
6
6
6
6
6
6 | -2808.3767
6 | -5117
6
6 | -5117
6 | -5117
6
6
6 | -5117
6 | -4909.3376
6
6
6
6
6
6
6
6
6
6
6
6
6
6
6
6 | -4466.4531
6 | -5117
6 | -3858.5469
6
6 | -5117
6 | -5117
6 | -591.3078
6 | -1663.5494
6 | -1127.4286
6
6
6
6
6
6
6
6
6
6
6
6
6
6
6
6
6 | -1125.6891
6 | -5117
6 | -5117
6 | -1252.3168
6 | -5117
6
6
6
6
6
6
6
6
6
6
6
6
6
6
6
6
6
6
6 | -2730.6767
6 | -5117
6 | -5117
6 | -5117
6 | -5117
6 | -5117
6 | -3455.0729
6
6 | -4616.8158
6
6
6
6
6
6
6
6
6
6
6
6
6
6
6
6 | -1454.362
6 | -2881.0666
6
6 | -5117
6 | -5117
6 | -5117
6 | -5117
6
6 | -2254.8571
6 | -1127.4286
6
6
6
6
6
6
6
6
6
6
6
6
6
6
6 | -1207.079
6 | -5117
6
6
6 | -5117
6
6 | -5117
6 | -5117
6
6
6
6
6
6
6
6
6
6
6
6
6
6
6
6 | -2219.7046
6 | -1335.832
6 | -3708.562
6
6
6 | -5117
6 | -3581.9653
6 | -5117
6 | -5117
6 | -5117
6
6
6
6
6
6
6
6
6
6
6
6
6
6
6 | -208.6268
6 | -2491.4892
6 | -5117
6 | -5117
6 | -5117
6 | -507.884
6 | -5117
6
6 | -2254.8571
6 | -1127.4286
6
6
6
6
6
6
6
6
6
6
6
6
6
6
6
6
6 | -5117
6 | -5117
6 | -5117
6 | -5117
6
6
6 | -5117
6 | -1473.2857
6 | -1127.4286
6
6
6
6
6
6
6
6
6
6
6
6
6
6
6 | -813.296
6 | -5117
6 | -5117
6
6 | -5117
7
7
7 | -5117
7
7
7
7
7
7
7
7
7
7
7
7
7
7
7
7
7
7 | -5117
7 | -5117
7 | -3867.9897
7 | -5117
7 | -5117
7 | -5117
7 | -1127.4286
7 | -1127.4286
7
7
7
7
7
7
7
7
7
7
7
7
7
7
7
7 | -5117
7 | -5117
7 | -5117
7 | -5117
7 | -2080.5714
7
7 | -2254.8571
7 | -1127.4286
7 | -1127.4286
7
7
7
7
7
7
7
7
7
7
7
7
7
7
7
7 | -2614.1871
7 | -5117
7
7
7 | -5117
7 | -2848.67
7 | -5117
7 | -5117
7 | -1127.4286
7
7
7
7
7
7
7
7
7
7
7
7
7
7
7 | -5007.2118
7 | -5117
7 | -5117
7 | -655.8173
7
7
7 | -5117
7 | -1404.1002
7 | -3512.7279
7 | -931.0239
7
7
7
7
7
7
7
7
7
7
7
7
7
7
7
7
7 | -5117
7 | -5117
7 | -5117
7
7
7 | -5117
7 | -5117
7 | -1669.6904
7 | -1127.4286
7 | -1127.4286
7
7
7
7
7
7
7
7
7
7
7
7 | -1560.4286
7 | -5117
7 | -5117
7 | -5117
7
7
7
7
7 | -2775
7
7 | -5117
7 | -1127.4286
7
7
7
7
7
7
7
7
7
7
7
7
7
7
7
7
7
7 | -5117
7
7 | -1592.7284
7 | -5117
7 | -5117
7 | -5117
7
7
7
7
7
7
7
7
7
7
7
7
7
7
7 | -2532.6715
7 | -1388.043
7 | -5117
7 | -5117
7 | -5117
7 | -5117
7 | -3118.0442
7 | -1166.7986
7 | -1127.4286
7 | -1127.4286
7
7
7
7
7
7
7
7
7
7
7
7
7
7
7
7
7
7
7
7
7 | -2705.5377
7
7
7
7
7
7
7
7
7
7
7
7
7
7
7
7
7
7
7
7
7
7 | -5117
7
7
7
7
7
7
7
7
7
7
7
7
7
7
7
7
7
7
7 | -1110.0724
7 | -5117
7 | -5117
7 | -5117
7 | -5117
7 | -5117
7 | -5117
7 | -5117
7 | -5117
7 | -5117
7 | -5117
7 | -5117
7
7
7
7
7
7
7
7
7
7
7
7
7
7
7 | -5117
7
7
7 | -5117
7 | -5117
7 | -5117
7 | -5117
7 | -2650.542
7 | -5117
7 | -5117
7
7
7
7
7
7
7
7
7
7
7
7
7
7
7
7
7 | -900.2765
7 | -5117
7 | -5117
7 | -5117
7 | -5117
7 | -5117
7 | -5117
7
7
7
7
7
7
7
7
7
7
7
7
7
7
7
7
7 | -2149.3187
7 | -5117
7
7 | -5117
7 | -5117
7
7 | -5117
7 | -3235.6258
7
7
7
7
7
7
7
7
7
7
7
7
7
7
7
7
7 | -5117
7 | -5117
7
7
7 | -5117
7 | -5117
7 | -1100.0494
7 | -2596.9938
7
7
7
7
7
7
7
7
7
7
7
7
7
7
7 | -69.9584
7 | -5117
7 | -5117
7 | -5117
7 | -4709.5633
7
7 | -5117
7 | -3654.4905
7 | -1127.4286
7
7
7
7
7
7
7
7
7
7
7
7
7
7
7
7
7
7 | -5117
7 | -5117
7 | -5117
7 | -5117
7
7 | -1473.2857
7 | -5117
7
7
7
7
7
7
7
7
7
7
7
7
7
7
7
7
7
7
7
7 | -5117
7
7 | -5117
7 | -5117
7 | -5117
7 | -2161.8047
7
7
7
7
7
7
7
7
7
7
7
7
7
7
7
7 | -5117
7 | -784.7667
7 | -5117
7 | -5117
7 | -5117
7
7 | -5117
7 | -5117
7 | -1127.4286
7 | -1127.4286
7
7
7
7
7
7
7
7
7
7
7
7
7
7
7
7 | -5117
7
7 | -5117
7 | -5117
7 | -5117
7 | -1178.1181
7 | -3157.3105
7 | -1127.4286
7 | -1127.4286
7
7
7
7
7
7
7
7
7
7
7
7
7
7
7 | -3963.9951
7 | -3579.4335
7 | -5117
7
7 | -5117
7
7
7 | -5117
7
7
7
7
7
7
7
7
7
7
7
7
7
7
7
7 | -2268.6412
7 | -5117
7 | -5117
7 | -5117
7
7
7
7 | -5117
7 | -5117
7
7
7
7
7
7
7
7
7
7
7
7
7
7
7
7
7 | -5117
7 | -5117
7 | -5117
7 | -5117
7 | -4321.6445
7 | -835.5632
7
7 | -2546.7225
7 | -1127.4286
7
7
7
7
7
7
7
7
7
7
7
7
7
7
7 | -467.7671
7 | -5117
7 | -5117
7
7 | -3585.3327
7
7
7 | -5117
7 | -5117
7 | -2537.1859
7 | -1127.4286
7
7
7
7
7
7
7
7
7
7
7
7
7
7
7
7 | -5117
7 | -5117
7 | -5117
7 | -5117
7
7 | -3208
7 | -1127.4286
7 | -1127.4286
7 | -558.9135
7
7
7
7
7
7
7
7
7
7
7
7
7 | -2204.7105
7 | -5117
7 | -5117
7 | -5117
7
7
7
7 | -4210.6623
7 | -2478.1423
7 | -1127.4286
7
7
7
7
7
7
7
7
7
7
7
7
7
7
7
7
7
7
7 | -855.1523
7 | -5117
7 | -5117
7 | -5117
7 | -5117
7 | -1352.5948
7
7
7
7
7
7
7
7
7
7
7
7
7
7
7
7
7 | -2541.5292
7 | -5117
7
7
7 | -5117
7 | -5117
7 | -5117
7 | -5117
7 | -2436.3077
7
7
7
7
7
7
7
7
7
7
7
7
7
7
7 | -5117
7
7
7
7 | -5117
7 | -5117
7 | -5117
7
7 | -5117
7 | -1824.8506
7
7
7
7
7
7
7
7
7
7
7
7
7
7
7
7 | -3788.8474
7 | -5117
7 | -5117
7
7 | -5117
7 | -3876.7383
7 | -3440.6939
7 | -1127.4286
7 | -340.0445
7
7
7
7
7
7
8
8
8
8
8
8
8
8
8
8 | -2354.6171
8
8
8
8
8
8
8
8
8
8
8
8
8
8
8
8
8
8
8
8
8
8
8 | -3786.2476
8 | -5117
8 | -5117
8 | -5117
8 | -5117
8 | -5117
8 | -5117
8 | -4857.3037
8 | -5117
8 | -5050.3584
8
8
8
8
8
8
8
8
8
8
8
8
8
8
8
8 | -5117
8 | -5117
8 | -5117
8 | -5117
8 | -5117
8 | -1127.4286
8 | -301.9255
8 | -1952.9317
8
8
8
8
8
8
8
8
8
8
8
8
8
8
8
8
8
8
8
8
8
8
8
8
8
8
8
8
8
8
8
8
8
8
8
8
8
8
8
8
8
8
8
8 | -5117
8 | -3591.733
8
8
8
8
8
8
8
8
8
8
8
8
8
8
8
8
8
8
8
8
8
8
8
8
8
8
8
8
8
8
8
8
8
8
8
8
8
8
8
8
8
8
8
8
8
8 | -5117
8 | -5117
8 | -5117
8 | -4584.5059
8 | -5117
8
8
8
8
8
8
8
8
8
8
8
8
8
8
8
8
8
8
8
8
8
8
8
8
8
8
8
8
8
8
8
8
8
8
8
8
8
8
8 | -691.5651
8 | -5117
8 | -5117
8 | -5117
8 | -5117
8 | -5117
8 | -5117
8 | -5117
8 | -5117
8 | -5117
8 | -5117
8 | -5117
8 | -5117
8 | -5117
8 | -5117
8 | -5117
8
8 | -5117
8 | -5117
8 | -5117
8 | -5117
8 | -342.6485
8 | -2460.2587
8 | -919.8274
8 | -690.738
8 | -3421.1656
8 | -4971.9863
8 | -5117
8 | -5117
8 | -5117
8 | -5117
8 | -5117
8 | -5117
8 | -5117
8 | -5117
8 | -5117
8 | -1127.4286
8 | -1127.4286
8
8
8
8
8
8
8
8
8
8
8
8
8 | -2428.0768
8 | -5117
8 | -5117
8 | -5117
8
8
8 | -3642.066
8 | -1127.4286
8
8
8
8
8
8
8
8
8
8
8
8
8
8
8
8
8
8
8 | -5117
8 | -5117
8 | -5117
8 | -5117
8 | -5117
8
8
8
8
8
8
8
8
8
8
8
8
8
8
8
8
8
8
8
8
8 | -5117
8 | -5117
8 | -5117
8
8 | -5117
8 | -3345.6552
8
8
8
8
8
8
8
8
8
8
8
8
8
8
8
8
8 | -1714.5985
8
8 | -5117
8 | -1614.4606
8 | -5117
8 | -5117
8 | -5117
8 | -5117
8 | -5117
8 | -1127.4286
8
8
8
8
8
8
8
8
8
8
8
8
8
8
8
8
8
8 | -5117
8
8 | -5117
8 | -937.5128
8
8
8
8
8
8
8
8
8
8
8
8
8
8
8
8 | -873.0036
8 | -2326.3605
8 | -5117
8 | -5117
8 | -5117
8 | -5117
8 | -5117
8 | -5117
8
8 | -5117
8 | -2799.266
8 | -752.0807
8
8
8
8
8
8
8
8
8
8
8
8
8
8
8
8
8
8
8
8
8
8 | -3606.6288
8 | -3198.0813
8 | -2365.335
8
8
8
8
8
8
8
8
8
8
8
8
8
8 | -1645.0171
8 | -5117
8 | -5117
8 | -5117
8 | -5117
8 | -5117
8 | -5117
8 | -1613.4286
8 | -5117
8 | -5117
8 | -1127.4286
8
8
8
8
8
8
8
8
8
8
8
8
8
8
8 | -1342.4101
8 | -5117
8 | -5117
8 | -5117
8
8 | -4199.5491
8
8 | -3910.4694
8
8
8
8
8
8
8
8
8
8
8
8
8
8
8
8
8
8 | -5117
8 | -5117
8 | -5117
8 | -5117
8 | -1482.1259
8 | -3980.7312
8 | -1127.4286
8 | -1073.1747
8
8
8
8
8
8
8
8
8
8
8
8
8
8
8
8 | -2610.2984
8 | -5117
8 | -5117
8 | -5117
8
8 | -5117
8 | -1779.3841
8 | -649.6364
8 | -1605.2207
8
8
8
8
8
8
8
8
8
8
8
8
8
8
8
8 | -5117
8 | -5117
8
8 | -5117
8
8 | -345.8571
8 | -5117
8 | -5117
8
8
8
8
8
8
8
8
8
8
8
8
8
8
8
8
8 | -5117
8 | -5117
8
8
8 | -1473.2857
8 | -5117
8 | -5117
8 | -5117
8 | -1127.4286
8
8
8
8
8
8
8
8
8
8
8
8
8
8
8
8 | -5117
8 | -5117
8 | -345.8571
8
8 | -5117
8 | -5117
8
8 | -5117
8 | -1127.4286
8
8
8
8
8
8
8
8
8
8
8
8
8
8
8 | -111.8134
8 | -5117
8 | -5117
8
8 | -2613.0592
8
8 | -5117
8
8 | -5117
8
8
8
8
8
8
8
8
8
8
8
8
8
8
8
8
8
8
8
8
8
8
8 | -2652.9551
8
8
8
8
8
8
8
8
8
8
8
8
8
8
8
8
8
8
8
8
8 | -69.4645
8
8
8
8
8
8
8
8
8
8
8
8
8
8
8
8
8
8
8
8
8 | -1300.5085
8
8 | -5117
8 | -5117
8 | -5117
8 | -5117
8
8 | -4205.9659
8
8
8
8
8
8
8
8
8
8
8
8
8
8
8
8
8 | -2269.0975
8 | -5117
8 | -5117
8 | -5117
8 | -5117
8 | -5117
8
8
8
8
8
8
8
8
8
8
8
8
8
8
8
8
8
8
8
8 | -5117
8 | -5117
8 | -5117
8 | -5117
8 | -5117
8 | -5117
8 | -5117
8
8
8
8
8
8
8
8
8
8
8
8
8
8
8
8
8
9 | -5117
9 | -5117
9 | -5117
9 | -5117
9 | -5117
9 | -5117
9 | -5117
9
9
9
9
9
9
9
9
9
9
9
9
9
9
9
9
9
9 | -5117
9 | -5117
9 | -5117
9 | -5117
9 | -5117
9 | -5117
9 | -5117
9
9
9
9
9
9
9
9
9
9
9
9
9
9
9
9
9 | -4575.6188
9 | -5117
9
9 | -5117
9 | -5117
9 | -5117
9 | -5117
9 | -2362.2343
9
9
9
9
9
9
9
9
9
9
9
9
9
9
9
9
9 | -2469.5035
9 | -5117
9 | -5117
9 | -5117
9 | -5117
9 | -5117
9 | -5117
9
9
9
9
9
9
9
9
9
9
9
9
9
9
9 | -1651.5448
9 | -2968.6501
9 | -5117
9 | -5117
9 | -5117
9 | -5117
9 | -5117
9 | -5117
9 | -5117
9 | -1526.4148
9
9
9
9
9
9
9
9
9
9
9
9
9
9
9
9
9
9
9 | -2276.8041
9 | -5117
9 | -5117
9
9 | -5117
9 | -5117
9 | -5117
9 | -1976.794
9 | -1127.4286
9
9
9
9
9
9
9
9
9
9
9
9
9
9 | -2641.9137
9 | -5117
9 | -5117
9
9
9 | -2343.9207
9 | -5117
9
9 | -4466.5942
9 | -1127.4286
9 | -396.9876
9
9
9
9
9
9
9
9
9
9
9
9
9
9 | -2696.4089
9 | -5117
9 | -5117
9 | -2369.4606
9
9
9
9 | -5117
9 | -5117
9
9
9
9
9
9
9
9
9
9
9
9
9
9
9
9
9
9 | -4105.7888
9 | -5117
9
9
9
9
9 | -559.7211
9
9
9
9
9
9
9
9
9
9
9
9
9
9
9
9
9
9 | -5117
9 | -5117
9 | -5117
9 | -5117
9 | -5117
9 | -5117
9
9
9
9
9
9
9
9
9
9
9
9
9
9
9
9
9
9 | -2685.0421
9 | -4162.4763
9 | -5117
9 | -5117
9 | -5117
9 | -5117
9 | -5117
9 | -141.6849
9 | -5117
9
9
9
9
9
9
9
9
9
9
9
9
9
9
9
9
9 | -1083.2685
9 | -5117
9 | -5117
9 | -5117
9 | -5117
9
9 | -4516.5897
9 | -5117
9
9
9
9
9
9
9
9
9
9
9
9
9
9
9
9
9
9 | -5117
9
9 | -5117
9 | -5117
9 | -5117
9 | -2989.6893
9
9
9
9
9
9
9
9
9
9
9
9
9
9
9
9
9
9
9 | -5117
9 | -5117
9 | -5117
9 | -5117
9
9
9
9
9
9
9
9
9
9
9
9
9
9
9
9
9
9
9 | -5117
9 | -5117
9 | -5117
9 | -5117
9 | -302.7393
9 | -5117
9 | -5117
9 | -5117
9 | -1127.4286
9
9
9
9
9
9
9
9
9
9
9
9
9
9
9
9
9
9 | -433.369
9 | -2995.9512
9
9
9
9
9
9
9
9
9
9
9
9
9
9
9
9
9
9
9
9
9 | -5117
9 | -5117
9 | -5117
9 | -5117
9 | -5117
9 | -5117
9 | -5117
9 | -5117
9 | -5117
9 | -1176.3805
9
9
9
9
9
9
9
9
9
9
9
9
9
9
9
9 | -1278.886
9 | -5069.621
9 | -5117
9 | -5117
9 | -5117
9 | -5117
9 | -2572.221
9 | -1127.4286
9
9
9
9
9
9
9
9
9
9
9
9
9
9
9
9
9 | -5117
9 | -5117
9 | -5080.3094
9 | -5117
9
9 | -4372.1192
9
9
9
9
9
9
9
9
9
9
9
9
9
9
9
9
9
9
9
9
9
9
9 | -5117
9 | -5117
9
9
9
9
9
9
9
9
9
9
9
9
9
9
9
9
9
9 | -5117
9 | -5117
9 | -5117
9 | -5117
9 | -5117
9 | -5117
9 | -5117
9 | -5117
9 | -5117
9
9
9
9
9
9
9
9
9
9
9
9
9
9
9
9 | -4102.4303
9 | -5117
9 | -5117
9 | -5117
9 | -3179.5697
9
9 | -2254.8571
9 | -1127.4286
9
9
9
9
9
9
9
9
9
9
9
9
9
9
9
9
9
9
9
9
9
9
9
9
9
9
9
9
9
9
9
9
9
9
9
9
9
9
9
9
9
9
9
9
9
9 | -3379.8714
9
9
9
9
9
9
9
9
9
9
9
9
9
9
9
9
9
9
9
9
9 | -4812.8462
9 | -5117
9 | -5117
9 | -1537.7424
9
9
9
9
9
9
9
9
9
9
9
9
9
9
9
9
9
9
9
9
9
9
9
9
9
9
9
9
9
9
9
9
9
9
9
9
9
9
9
9
9
9
9
9 | -5117
9 | -1150.0607
9 | -5117
9 | -5117
9 | -5117
9 | -5117
9 | -5117
9 | -4860.8813
9
9
9
9
9 | -2642.4362
9 | -3970.3304
9 | -3366.7545
9 | -1771.119
9
9
9
9
9
9
9 | -251.4101
9
9 | -5117
9
9
9
9
9
9
9 | -5117
9 | -5117
9
9
9 | -1567.7086
9
9
9
9
9
9
9
9
9
9 | -3036.8815
9 | -5117
9 | -5117
9 | -5117
9 | -5117
9 | -5117
9 | -5117
9 | -5117
9 | -5117
9 | -5117
9 | -5117
9 | -5117
9 | -3665.4505
9 | -954.2721
9
9
9
9 | -3249.5263
9 | -5117
9 | -5117
9 | -5117
9 | -5117
9 | -5117
9 | -3615.0796
9 | -1489.6842
9 | -313.424
9 | -121.779
9 | -5117
9 | -5117
9 | -5117
9 | -5117
9 | -5117
9 | -5117
9 | -1848.0277
9 | -1127.4286
9
9
9
9
9
9
9
9
9
9
9
9
9
9
9
9
9
9
9 | -5117
9 | -5117
9 | -3610.7603
9
9
9
9
9
10
10
10
10
10
10
10
10
10
10
10
10
10
10
10 | -5117
10 | -5117
10 | -5117
10 | -5117
10 | -5117
10 | -5117
10 | -5117
10 | -4452.8111
10 | -1127.4286
10
10
10
10
10
10
10
10
10
10
10
10
10
10
10
10 | -1416.7431
10
10
10
10 | -1190.4175
10
10
10
10
10
10
10
10
10
10
10
10
10
10
10
10
10
10
10
10
10
10
10
10
10
10
10
10
10
10
10
10
10
10
10
10
10
10
10
10
10
10
10
10
10
10
10 | -5117
10 | -5117
10 | -5078.8809
10
10
10
10
10
10
10
10
10
10
10
10
10
10
10
10
10
10
10
10 | -5117
10
10
10
10
10
10
10
10
10
10
10
10
10
10
10
10
10
10
10
10
10
10
10
10
10
10
10
10
10
10
10
10
10
10
10
10
10
10
10
10
10
10
10
10
10
10
10
10
10 | -5117
10 | -5117
10 | -5117
10 | -5117
10 | -5117
10 | -3144.6627
10
10
10
10
10
10 | -2255.3001
10
10 | -4892.1836
10 | -5117
10 | -1680.686
10 | -897.284
10 | -409.6807
10
10
10
10
10
10
10
10
10
10
10
10
10
10
10
10
10
10
10
10
10
10
10
10
10
10
10
10 | -1718.4108
10 | -5117
10 | -5117
10 | -5117
10 | -5117
10 | -5117
10 | -5117
10 | -5117
10 | -5117
10 | -2137.3335
10
10
10
10 | -2022.3241
10 | -4541.6643
10 | -5117
10 | -5117
10 | -5117
10 | -5117
10 | -5117
10 | -5117
10 | -5117
10 | -5117
10 | -5117
10 | -5117
10 | -5117
10 | -5117
10 | -5117
10 | -5117
10 | -5117
10 | -5117
10 | -5117
10 | -5117
10 | -5117
10 | -5117
10 | -5117
10 | -5117
10 | -5117
10 | -5117
10 | -5117
10 | -3457.2733
10 | -2112.2361
10 | -1802.3477
10 | -1127.4286
10 | -1127.4286
10
10
10 | -372.7883
10
10
10
10
10 | -230.7468
10
10
10
10
10
10
10
10
10
10
10
10
10
10
10
10
10
10
10
10
10
10
10 | -4627.8039
10 | -5117
10 | -5117
10 | -5117
10 | -5117
10 | -5117
10
10 | -5117
10 | -4859.3695
10 | -2449.9347
10
10
10 | -4054.8641
10 | -1461.0679
10
10
10
10
10
10
10
10
10
10
10
10
10
10
10
10
10
10
10
10
10
10
10
10
10
10
10
10
10
10
10
10
10
10
10
10
10
10
10
10
10
10
10
10
10
10
10
10
10
10
10
10
10
10
10
10
10
10
10
10
10
10
10
10
10
10
10
10
10
10
10
10
10
10
10
10
10
10
10
10
10
10
10 | -546.0187
10 | -5117
10 | -5117
10
10
10
10
10
10
10
10
10
10
10
10
10
10
10
10
10 | -112.5892
10 | -1753.1191
10 | -3091.6798
10 | -5117
10 | -530.7177
10
10
10
10
10
10
10
10
10
10
10
10
10
10
10 | -438.3424
10 | -3867.1135
10
10 | -1237.681
10 | -3769.3124
10
10
10
10
10
10
10
10
10
10
10
10
10
10
10
10
10
10
10
10
10
10
10
10
10
10
10
10
10
10
10
10
10
10
10
10
10
10
10
10
10
10
10
10
10
10
10
10
10
10
10
10
10
10
10
10
10
10
10
10
10
10
10
10
10
10
10
10
10
10
10
10
10
10
10
10
10
10
10
10
10
10
10
10
10
10
10
10
10
10
10
10
10
10
10
10
10
10
10
10
10
10
10
10
10
10
10
10
10
10
10
10
10
10
10
10
10
10
10
10
10
10
10
10
10
10
10
10
10 | -5117
10
10
10
10
10
10
10
10
10
10
10
10
10
10
10
10
10
10
10
10
10 | -5117
10 | -5117
10 | -5117
10 | -5117
10 | -5117
10 | -2730.2614
10 | -1436.3574
10 | -2960.1379
10 | -4407.9757
10 | -5117
10 | -5117
10 | -5117
10 | -5117
10 | -5117
10 | -5117
10 | -5117
10 | -5117
10 | -5117
10 | -5117
10 | -5117
10 | -5117
10 | -5117
10 | -5117
10 | -5117
10 | -5117
10 | -5117
10 | -5117
10 | -5117
10 | -5117
10 | -5117
10 | -5117
10 | -5117
10 | -5117
10 | -5117
10 | -5117
10 | -3556.1299
10 | -1167.3688
10 | -3406.6585
10 | -5117
10 | -5117
10 | -5117
10 | -5117
10 | -3981.1771
10 | -2489.0262
10 | -1778.303
10 | -1998.3143
10 | -2681.9249
10
10
10
10
10
10
10
10
10
10
10
10
10
10
10
10
10
10
10
10
10
10
10
10
10
10
10
10
10
10
10
10
10
10
10
10
10
10
10
10
10
10
10
10
10
10
10
10
10
10
10
10
10
10
10
10
10
10
10
10
10
10
10
10
10
10
10
10
10
10
10
10
10
10
10
10
10
10
10
10
10
10
10
10
10
10
10
10
10
10
10
10
10
10
10
10
10
10
10 | -5117
10
10
10
10
10
10
10
10
10
10
10
10
10
10
10
10
11
11
11
11
11
11
11
11
11
11
11
11
11
11
11
11
11
11
11
11
11
11
11
11
11
11
11
11
11
11
11
11
11
11
11
11
11
11
11
11
11
11
11
11 | -1670.3763
11
11
11
11
11
11
11
11
11
11
11
11
11
11
11
11
11
11
11
11
11
11
11
11
11
11
11
11
11
11
11
11
11
11
11
11
11
11
11
11
11
11
11
11
11
11
11
11
11
11
11
11
11
11
11
11
11
11
11
11
11
11
11
11
11
11
11
11
11
11
11
11
11
11
11
11
11
11
11
11
11
11
11
11
11
11
11
11
11
11
11
11
11
11
11
11
11
11
11
11
11
11
11
11
11
11
11
11
11
11
11
11
11
11
11
11
11
11
11
11
11
11
11
11
11
11
11
11
11
11
11
11
11
11
11
11
11
11
11
11
11
11
11
11
11
11
11
11
11
11
11
11
11
11
11
11
11
11
11
11
11
11
11
11
11
11
11
11
11
11
11
11
11
11
11
11
11
11
11
11
11
11
11
11
11
11
11
11
11
11
11
11
11
11
11
11
11
11
11
11
11
11
11
11
11
11
11
11
11
11
11
11
11
11
11
11
11
11
11
11
11
11
11
11
11
11
11
11
11
11
11
11
11
11
11
11
11
11
11
11
11
11
11
11
11
11
11
11
11
11
11
11
11
11
11
11
11
11
11
11
11
11
11
11
11
11
11
11
11
11
11
11
11
11
11
11
11
11
11
11
11
11
11
11
11
11
11
11
11
11
11
11
11
11
11
11
11
11
11
11
11
11
11
11
11
11
11
11
11
11
11
11
11
11
11
11
11
11
11
11
11
11
11
11
11
11
11
11
11
11
11
11
11
11
11
11
11
11
11
11
11
11
11
11
11
11
11
11
11
11
11
11
11
11
11
11
11
11
11
11
11
11
11
11
11
11
11
11
11
11
11
11
11
11
11
11
11
11
11
11
11
11
11
11
11
11
11
11
11
11
11
11
11
11
11
11
11
11
11
11
11
11
11
11
11
11
11
11
11
11
11
11
11
11
11
11
11
11
11
11
11
11
11
11
11
11
11
11
11
11
11
11
11
11
11
11
11
11
11
11
11
11
11
11
11
11
11
11
11
11
11
11
11
11
11
11
11
11
11
11
11
11
11
11
11
11
11
11
11
11
11
11
11
11
11
11
11
11
11
11
11
11
11
11
11
11
11
11
11
11
11
11
11
11
11
11
11
11
11
11
11
11
11
11
11
11
11
11
11
11
11
11
11
11
11
11
11
11
11
11
11
11
11
11
11
11
11
11
11
11
11
11
11
11
11
11
11
11
11
11
11
11
11
11
11
11
11
11
11
11
11
11
11
11
11
11
11
11
11
11
11
11
11
11
11
11
11
11
11
11
11
11
11
11
11
11
11
11
11
11
11
11
11
11
11
11
11
11
11
11
11
11
11
11
11
11
11
11
11
11
11
11
11
11
11
11
11
11
11
11
11
11
11
11
11
11
11
11
11
11
11
11
11
11
11
11
11
11
11
11
11
11
11
11
11
11
11
11
11
11
11
11
11
11
11
11
11
11
11
11
11
11
11
11
11
11
11
11
11
11
11
11
11
11
11
11
11
11
11
11
11
11
11
11
11
11
11
11
11
11
11
11
11
11
11
11
12
12
12
12
12
12
12
12
12
12
12
12
12
12
12
12
12
12
12
12
12
12
12
12
12
12
12
12
12
12
12
12
12
12
12
12
12
12
12
12
12
12
12
12
12
12
12
12
12
12
12
12
12
12
12
12
12
12
12
12
12
12
12
12
12
12
12
12
12
12
12
12
12
12
12
12
12
12
12
12
12
12
12
12
12
12
12
12
12
12
12
12
12
12
12
12
12
12
12
12
12
12 | -1527.8331
12 | -4869.7313
12 | -5117
12 | -5117
12 | -5117
12 | -5117
12 | -5117
12 | -5117
12 | -5117
12 | -5117
12 | -5117
12 | -5117
12 | -5117
12 | -5117
12 | -5117
12 | -5117
12 | -5117
12 | -5117
12 | -5117
12 | -5117
12 | -5117
12 | -5117
12 | -5117
12 | -5117
12 | -5117
12 | -5117
12 | -5117
12 | -5117
12 | -5117
12 | -5117
12 | -3368.4513
12 | -4723.1112
12 | -5117
12 | -5117
12 | -5117
12 | -4255.5791
12 | -1314.7362
12 | -540.2494
12 | -374.3445
12 | -75.6009
12 | -770.4372
12 | -1259.4549
12
12
12
12
12
12
12
12
12 | -1466.8097
12 | -3105.3475
12 | -5117
12 | -5117
12 | -5117
12 | -5117
12 | -5117
12 | -5117
12 | -5117
12 | -5117
12 | -5117
12 | -5117
12 | -5117
12 | -5117
12 | -5117
12 | -5117
12 | -5117
12 | -5117
12 | -5117
12 | -5117
12 | -5117
12 | -5117
12 | -5117
12 | -5117
12 | -5117
12 | -5117
12 | -5117
12 | -5117
12 | -5117
12 | -5117
12 | -5117
12 | -5023.8254
12 | -570.7706
12
12
12
12
12
12 | -128.5531
12 | -5117
12 | -5117
12 | -5117
12 | -5117
12 | -5117
12 | -4250.9897
12 | -3533.9453
12 | -2823.8678
12 | -1658.3738
12
12
12
12
12
12
12
12
12
12
12
12
12
12
12 | -2312.1889
12 | -5117
12 | -5117
12 | -5117
12 | -5117
12 | -5117
12 | -5117
12 | -5117
12 | -5117
12 | -5117
12 | -5117
12 | -5117
12 | -5117
12 | -5117
12 | -5117
12 | -1613.4145
12
12
12
12
12
12
12
12
12
12
12
12
12
12
12
12
12
12
12
12
12
12
12
12
12
12
12
12
12
12
12
12 | -1572.3729
12 | -5117
12 | -5117
12 | -5117
12 | -1652.4656
12 | -1130.5181
12 | -3248.4636
12 | -4436.6261
12 | -5117
12 | -5117
12 | -5117
12 | -5117
12 | -5117
12 | -5117
12 | -5117
12 | -5117
12 | -5117
12 | -3231.7866
12
12
12
12
12
12
12
12
12
12
12
12
12
12
12
12
12
12
12 | -130.197
12
12 | -1126.4711
12 | -562.3571
12 | -424.8971
12
12 | -1311.1011
12 | -5117
12 | -5117
12 | -5117
12 | -5117
12 | -5117
12 | -5117
12 | -5117
12 | -5117
12 | -5117
12 | -5117
12 | -5117
12 | -5117
12 | -5117
12 | -5117
12 | -5117
12 | -5117
12 | -2228.0033
12 | -633.2435
12 | -1238.3717
12 | -407.0671
12 | -4726.9849
12 | -5117
12 | -5117
12 | -5117
12 | -5117
12 | -5117
12 | -5117
12 | -5117
12 | -5117
12 | -5117
12 | -5117
12 | -5117
12 | -5117
12 | -5117
12 | -5117
12 | -5117
12 | -3392.9695
12 | -1732.1947
12 | -1508.8093
12 | -110.5712
12 | -42.7412
12
12 | -68.4493
12
12
12
12
12
12
12
12
12
12
12
12
12
12
12
12
12
12
12
12
12
12
12
12
12
12
12
12
12
12
12
12
12
12
12
12
12
12
12
12
12
12
12
12
12
12
12
12
12
12
12
12
12
12
12
12
12
12
12
12
12
12
12
12
12
12
12
12
12
12
12
12
12
12
12
12
12
12
12
12
12
12
12
12
12
12
12
12
12
12
12
12
12
12
12
12
12
12
12
12
12
12
12
12
12
12
12
12
12
12
12
12
12
12
12
12
12
12
12
12
12
12
12
12
12
12
12
12
12
12
12
12
12
12
12
12
12
12
12
12
12
12
12
12
12
12
12
12
12
12
12
12
12
12
12
12
12
12
12
12
12
12
12
12
12
12
12
12
12
12
12
12
12
12
12
12
12
12
12
12
12
12
12
12
12
12
12
12
12
12
12
12
12
12
12
12
12
12
12
12
12
12
12
12
12
12
12
12
12
12
12
12
12
12
12
12
12
12
12
12
12
12
12
12
12
12
12
12
12
12
12
12
12
12
12
12
12
12
12
12
12
12
12
12
12
12
12
12
12
12
12
12
12
12
12
12
12
12
12
12
12
12
12
12
12
12
12
12
12
12
12
12
12
12
12
12
12
12
12
12
12
12
12
12
12
12
12
12
12
12
12
12
12
12
12
12
12
12
12
12
12
12
12
12
12
12
12
12
12
12
12
12
12
12
12
12
12
12
12
12
12
12
12
12
12
12
12
12
12
12
12
12
12
12
12
12
12
12
12
12
12
12
12
12
12
12
12
12
12
12
12
12
12
12
12
12
12
12
12
12
12
12
12
12
12
12
12
12
12
12
12
12
12
12
12
12
12
12
12
12
12
12
12
12

## H2monthly
| H2demand | from Backbone | yearly |  | -852464.1317 | hydrogen production
1 | 62467.2766 |  | 10229569.5808 | -62467.2766 | -914931.4084 | 1.0733
2 | 335908.9167 |  |  | -335908.9167 | -1188373.0484 | 1.394
3 | 2151793.1869 |  |  | -2151793.1869 | -3004257.3186 | 3.5242
4 | 1382842.0689 |  |  | -1382842.0689 | -2235306.2006 | 2.6222
5 | 1304290.6515 |  |  | -1304290.6515 | -2156754.7832 | 2.53
6 | 1224277.4812 |  |  | -1224277.4812 | -2076741.6129 | 2.4362
7 | 820727.7485 |  |  | -820727.7485 | -1673191.8802 | 1.9628
8 | 765749.1053 |  |  | -765749.1053 | -1618213.237 | 1.8983
9 | 872380.1819 |  |  | -872380.1819 | -1724844.3136 | 2.0234
10 | 598704.3096 |  |  | -598704.3096 | -1451168.4413 | 1.7023
11 | 1670.3763 |  |  | -1670.3763 | -854134.508 | 1.002
12 | 708758.2775 |  |  | -708758.2775 | -1561222.4092 | 1.8314
assume its used monthly 30 percent
| yearly demand | HydrogenProductionTargetInMWH
from backbone | 10229569.5808 | 852464.1317
from ENTSOE | 186069565.68 | 15505797.14 |  |  |  | 946080000
inbetween |  | 8179130.6359 |  |  | 730 | 948708000
every 6 hrs | 127444.908 |  |  |  |  | 951336000
953964000
|  | yearly demand |  |  |  | 956592000
959220000
961848000
964476000
967104000
Estimating hydrogen for power
|  | 37 | TWh
|  | 37000000 | MWh
full load hours
|  | 3000 | h
|  | 12333.3333 | MW

## screening curve
| fuel price | [16 empty] | Co2 density
year | heavy_oil | hydrogen | light_oil | lignite | LNG | natural_gas | nuclear | oil_shale | hard_coal | processing_residues | wood_pellets | bioliquids | biomethane | collectable_residues |  |  | heavy_oil | 0.26676
2020 | 21.175 | 74.965 | 46.44 | 6.48 | 16.717 | 13.4 | 1.69 | 4.536 | 10.8 | 7.5 | 45 | 82.5 | 86.845 | 15 |  |  | hydrogen | 0
2030 | 40.68 | 65 | 36.324 | 6.48 | 26.81 | 14.65 | 1.69 | 6.696 | 7.092 | 7.5 | 45 | 82.5 | 74.66 | 15 |  |  | light_oil | 0
2050 | 79.69 | 80 | 32.832 | 6.48 | 46.996 | 42 | 1.69 | 14.148 | 6.732 | 7.5 | 35 | 82.5 | 50.29 | 15 |  |  | lignite | 0.364
[17 empty] | LNG | 0
2020 | 21.175 | 74.965 | 46.44 | 6.48 | 16.717 | 13.4 | 1.69 | 4.536 | 10.8 | 7.5 | 45 | 82.5 | 86.845 | 15 |  |  | natural_gas | 0.20196
2021 | 23.1255 | 70.226 | 43.6348 | 6.48 | 17.7263 | 10.8625 | 1.69 | 4.4164 | 9.6732 | 7.5 | 46.0714 | 82.5 | 85.6265 | 15 |  |  | nuclear | 0
2022 | 25.076 | 70.477 | 43.2211 | 6.48 | 18.7356 | 11.875 | 1.69 | 4.7443 | 9.5544 | 7.5 | 45.7143 | 82.5 | 84.408 | 15 |  |  | oil_shale | 0.20196
2023 | 27.0265 | 70.728 | 42.8073 | 6.48 | 19.7449 | 12.8875 | 1.69 | 5.0721 | 9.4356 | 7.5 | 45.3571 | 82.5 | 83.1895 | 15 |  |  | hard_coal | 0.34056
2024 | 28.977 | 70.979 | 42.3936 | 6.48 | 20.7542 | 13.9 | 1.69 | 5.4 | 9.3168 | 7.5 | 45 | 82.5 | 81.971 | 15 |  |  | processing_residues | 0
2025 | 30.9275 | 71.23 | 41.9799 | 6.48 | 21.7635 | 14.9125 | 1.69 | 5.7279 | 9.198 | 7.5 | 44.6429 | 82.5 | 80.7525 | 15 |  |  | wood_pellets | 0
2026 | 32.878 | 71.481 | 41.5661 | 6.48 | 22.7728 | 15.925 | 1.69 | 6.0557 | 9.0792 | 7.5 | 44.2857 | 82.5 | 79.534 | 15 |  |  | bioliquids | 0
2027 | 34.8285 | 71.732 | 41.1524 | 6.48 | 23.7821 | 16.9375 | 1.69 | 6.3836 | 8.9604 | 7.5 | 43.9286 | 82.5 | 78.3155 | 15 |  |  | biomethane | 0
2028 | 36.779 | 71.983 | 40.7386 | 6.48 | 24.7914 | 17.95 | 1.69 | 6.7114 | 8.8416 | 7.5 | 43.5714 | 82.5 | 77.097 | 15 |  |  | collectable_residues | 0
2029 | 38.7295 | 72.234 | 40.3249 | 6.48 | 25.8007 | 18.9625 | 1.69 | 7.0393 | 8.7228 | 7.5 | 43.2143 | 82.5 | 75.8785 | 15
2030 | 40.68 | 72.485 | 39.9111 | 6.48 | 26.81 | 19.975 | 1.69 | 7.3671 | 8.604 | 7.5 | 42.8571 | 82.5 | 74.66 | 15
2031 | 42.6305 | 72.736 | 39.4974 | 6.48 | 27.8193 | 20.9875 | 1.69 | 7.695 | 8.4852 | 7.5 | 42.5 | 82.5 | 73.4415 | 15 |  |  | costs from | 2020
2032 | 44.581 | 72.987 | 39.0837 | 6.48 | 28.8286 | 22 | 1.69 | 8.0229 | 8.3664 | 7.5 | 42.1429 | 82.5 | 72.223 | 15 |  |  |  | investment_cost | fom_cost | vom_cost | efficiency | lifetime | annuity | annuity
2033 | 46.5315 | 73.238 | 38.6699 | 6.48 | 29.8379 | 23.0125 | 1.69 | 8.3507 | 8.2476 | 7.5 | 41.7857 | 82.5 | 71.0045 | 15 |  |  | Biomass_CHP_wood_pellets_DH | 2040000 | 0 | 0 | 0 | #REF! | #REF! | #REF!
2034 | 48.482 | 73.489 | 38.2562 | 6.48 | 30.8472 | 24.025 | 1.69 | 8.6786 | 8.1288 | 7.5 | 41.4286 | 82.5 | 69.786 | 15 |  |  | CCGT | 830000 | 0 | 0 | 0 | #REF! | #REF! | #REF!
2035 | 50.4325 | 73.74 | 37.8424 | 6.48 | 31.8565 | 25.0375 | 1.69 | 9.0064 | 8.01 | 7.5 | 41.0714 | 82.5 | 68.5675 | 15 |  |  | Hydropower_reservoir_medium | 8000000 | 0 | 0 | 0 | #REF! | #REF! | #REF!
2036 | 52.383 | 73.991 | 37.4287 | 6.48 | 32.8658 | 26.05 | 1.69 | 9.3343 | 7.8912 | 7.5 | 40.7143 | 82.5 | 67.349 | 15 |  |  | OCGT | 435000 | 0 | 0 | 0 | #REF! | #REF! | #REF!
2037 | 54.3335 | 74.242 | 37.0149 | 6.48 | 33.8751 | 27.0625 | 1.69 | 9.6621 | 7.7724 | 7.5 | 40.3571 | 82.5 | 66.1305 | 15 |  |  | PV_utility_systems | 587000 | 0 | 0 | 0 | #REF! | #REF! | #REF!
2038 | 56.284 | 74.493 | 36.6012 | 6.48 | 34.8844 | 28.075 | 1.69 | 9.99 | 7.6536 | 7.5 | 40 | 82.5 | 64.912 | 15 |  |  | WTG_offshore | 2270000 | 0 | 0 | 0 | #REF! | #REF! | #REF!
2039 | 58.2345 | 74.744 | 36.1875 | 6.48 | 35.8937 | 29.0875 | 1.69 | 10.3179 | 7.5348 | 7.5 | 39.6429 | 82.5 | 63.6935 | 15 |  |  | WTG_onshore | 1150000 | 0 | 0 | 0 | #REF! | #REF! | #REF!
2040 | 60.185 | 74.995 | 35.7737 | 6.48 | 36.903 | 30.1 | 1.69 | 10.6457 | 7.416 | 7.5 | 39.2857 | 82.5 | 62.475 | 15 |  |  | Lithium_ion_battery | 321000 | 0 | 0 | 0 | #REF! | #REF! | #REF!
2041 | 62.1355 | 75.246 | 35.36 | 6.48 | 37.9123 | 31.1125 | 1.69 | 10.9736 | 7.2972 | 7.5 | 38.9286 | 82.5 | 61.2565 | 15 |  |  | CCGT_CHP_backpressure_DH | 1200000 | 0 | 0 | 0 | #REF! | #REF! | #REF!
2042 | 64.086 | 75.497 | 34.9462 | 6.48 | 38.9216 | 32.125 | 1.69 | 11.3014 | 7.1784 | 7.5 | 38.5714 | 82.5 | 60.038 | 15 |  |  | Hydropower_ROR | 8000000 | 0 | 0 | 0 | #REF! | #REF! | #REF!
2043 | 66.0365 | 75.748 | 34.5325 | 6.48 | 39.9309 | 33.1375 | 1.69 | 11.6293 | 7.0596 | 7.5 | 38.2143 | 82.5 | 58.8195 | 15
2044 | 67.987 | 75.999 | 34.1187 | 6.48 | 40.9402 | 34.15 | 1.69 | 11.9571 | 6.9408 | 7.5 | 37.8571 | 82.5 | 57.601 | 15 | [5 empty] | year | CO2 | <- from NL
2045 | 69.9375 | 76.25 | 33.705 | 6.48 | 41.9495 | 35.1625 | 1.69 | 12.285 | 6.822 | 7.5 | 37.5 | 82.5 | 56.3825 | 15 | [5 empty] | 2020 | 21.732
2046 | 71.888 | 76.501 | 33.2913 | 6.48 | 42.9588 | 36.175 | 1.69 | 12.6129 | 6.7032 | 7.5 | 37.1429 | 82.5 | 55.164 | 15 | [5 empty] | 2030 | 93.3404
2047 | 73.8385 | 76.752 | 32.8775 | 6.48 | 43.9681 | 37.1875 | 1.69 | 12.9407 | 6.5844 | 7.5 | 36.7857 | 82.5 | 53.9455 | 15 | [5 empty] | 2050 | 204.2782
2048 | 75.789 | 77.003 | 32.4638 | 6.48 | 44.9774 | 38.2 | 1.69 | 13.2686 | 6.4656 | 7.5 | 36.4286 | 82.5 | 52.727 | 15 | [5 empty] | 2020 | 26.3433
2049 | 77.7395 | 77.254 | 32.05 | 6.48 | 45.9867 | 39.2125 | 1.69 | 13.5964 | 6.3468 | 7.5 | 36.0714 | 82.5 | 51.5085 | 15
2050 | 79.69 | 80 | 32.832 | 6.48 | 46.996 | 42 | 1.69 | 14.148 | 6.732 | 7.5 | 35 | 82.5 | 50.29 | 15
operational costs
| Biomass_CHP_wood_pellets_DH | CCGT | OCGT | PV_utility_systems | WTG_offshore | WTG_onshore | Lithium_ion_battery | CCGT_CHP_backpressure_DH |  |  |  | (tech.variable_operating_costs + (fuel_price + co2price * co2_TperMWh)/ tech.efficiency) * hours
investment_cost | 2400000 | 830000 | 435000 | 380000 | 1930000 | 1040000 | 284000 | 1200000 |  |  |  | total = annual_cost_capital + opex + tech.fixed_operating_costs
annuity | 254590.1958 | 88045.776 | 46144.473 | 41863.8674 | 204732.9491 | 114574.7951 | 33358.5334 | 127295.0979 |  |  |  | npf.pmt(wacc, tech.expected_lifetime, -investment_cost)
fom_cost | 117000 | 27800 | 7745 | 7250 | 36053 | 24000 | 540 | 0
vom_cost | 1.9 | 4.2 | 4.5 | 0 | 2.7 | 1.35 | 1.8 | 0
efficiency | 0.309 | 0.61 | 0.43 | 1 | 1 | 1 | 0.9 | 0.53
CO2 intensity | 0 | 0.20196 | 0.20196 | 0 | 0 | 0 | 0 | 0.20196
chosen year
2020 | 150.9985 | 30.7292 | 42.1344 | 0 | 2.7 | 1.35 | 1.8 | 30.5336 |  |  |  |  | Biomass_CHP_wood_pellets_DH | CCGT | OCGT | PV_utility_systems | WTG_offshore | WTG_onshore | Lithium_ion_battery | CCGT_CHP_backpressure_DH
2020 | 150.9985 | 30.7292 | 42.1344 | 0 | 2.7 | 1.35 | 1.8 | 30.5336 |  |  |  | 0 | 371590.1958 | 115845.776 | 53889.473 | 49113.8674 | 240785.9491 | 138574.7951 | 33898.5334 | 127295.0979
2021 | 149.8427 | 32.389 | 44.489 | 0 | 2.7 | 1.35 | 1.8 | 32.4439 |  |  |  | 300 | 416889.7381 | 125064.525 | 66529.7913 | 49113.8674 | 241595.9491 | 138979.7951 | 34438.5334 | 136455.1675
2022 | 148.6869 | 34.0488 | 46.8437 | 0 | 2.7 | 1.35 | 1.8 | 34.3543 |  |  |  | 600 | 462189.2804 | 134283.274 | 79170.1096 | 49113.8674 | 242405.9491 | 139384.7951 | 34978.5334 | 145615.2371
2023 | 147.5311 | 35.7087 | 49.1983 | 0 | 2.7 | 1.35 | 1.8 | 36.2647 |  |  |  | 900 | 507488.8227 | 143502.023 | 91810.4279 | 49113.8674 | 243215.9491 | 139789.7951 | 35518.5334 | 154775.3066
2024 | 146.3753 | 37.3685 | 51.553 | 0 | 2.7 | 1.35 | 1.8 | 38.1751 |  |  |  | 1200 | 552788.365 | 152720.772 | 104450.7463 | 49113.8674 | 244025.9491 | 140194.7951 | 36058.5334 | 163935.3762
2025 | 145.2195 | 39.0283 | 53.9077 | 0 | 2.7 | 1.35 | 1.8 | 40.0855 |  |  |  | 1500 | 598087.9073 | 161939.5209 | 117091.0646 | 49113.8674 | 244835.9491 | 140599.7951 | 36598.5334 | 173095.4458
2026 | 144.0637 | 40.6882 | 56.2623 | 0 | 2.7 | 1.35 | 1.8 | 41.9958 |  |  |  | 1800 | 643387.4496 | 171158.2699 | 129731.3829 | 49113.8674 | 245645.9491 | 141004.7951 | 37138.5334 | 182255.5154
2027 | 142.9079 | 42.348 | 58.617 | 0 | 2.7 | 1.35 | 1.8 | 43.9062 |  |  |  | 2100 | 688686.9919 | 180377.0189 | 142371.7012 | 49113.8674 | 246455.9491 | 141409.7951 | 37678.5334 | 191415.585
2028 | 141.7521 | 44.0079 | 60.9716 | 0 | 2.7 | 1.35 | 1.8 | 45.8166 |  |  |  | 2400 | 733986.5342 | 189595.7679 | 155012.0195 | 49113.8674 | 247265.9491 | 141814.7951 | 38218.5334 | 200575.6545
2029 | 140.5963 | 45.6677 | 63.3263 | 0 | 2.7 | 1.35 | 1.8 | 47.727 |  |  |  | 2700 | 779286.0765 | 198814.5169 | 167652.3379 | 49113.8674 | 248075.9491 | 142219.7951 | 38758.5334 | 209735.7241
2030 | 139.4405 | 47.3275 | 65.6809 | 0 | 2.7 | 1.35 | 1.8 | 49.6373 |  |  |  | 3000 | 824585.6188 | 208033.2658 | 180292.6562 | 49113.8674 | 248885.9491 | 142624.7951 | 39298.5334 | 218895.7937
2031 | 138.2847 | 48.9874 | 68.0356 | 0 | 2.7 | 1.35 | 1.8 | 51.5477 |  |  |  | 3300 | 869885.1611 | 217252.0148 | 192932.9745 | 49113.8674 | 249695.9491 | 143029.7951 | 39838.5334 | 228055.8633
2032 | 137.1288 | 50.6472 | 70.3902 | 0 | 2.7 | 1.35 | 1.8 | 53.4581 |  |  |  | 3600 | 915184.7034 | 226470.7638 | 205573.2928 | 49113.8674 | 250505.9491 | 143434.7951 | 40378.5334 | 237215.9329
2033 | 135.973 | 52.307 | 72.7449 | 0 | 2.7 | 1.35 | 1.8 | 55.3685 |  |  |  | 3900 | 960484.2457 | 235689.5128 | 218213.6111 | 49113.8674 | 251315.9491 | 143839.7951 | 40918.5334 | 246376.0024
2034 | 134.8172 | 53.9669 | 75.0995 | 0 | 2.7 | 1.35 | 1.8 | 57.2788 |  |  |  | 4200 | 1005783.788 | 244908.2618 | 230853.9295 | 49113.8674 | 252125.9491 | 144244.7951 | 41458.5334 | 255536.072
2035 | 133.6614 | 55.6267 | 77.4542 | 0 | 2.7 | 1.35 | 1.8 | 59.1892 |  |  |  | 4500 | 1051083.3303 | 254127.0107 | 243494.2478 | 49113.8674 | 252935.9491 | 144649.7951 | 41998.5334 | 264696.1416
2036 | 132.5056 | 57.2865 | 79.8088 | 0 | 2.7 | 1.35 | 1.8 | 61.0996 |  |  |  | 4800 | 1096382.8726 | 263345.7597 | 256134.5661 | 49113.8674 | 253745.9491 | 145054.7951 | 42538.5334 | 273856.2112
2037 | 131.3498 | 58.9464 | 82.1635 | 0 | 2.7 | 1.35 | 1.8 | 63.01 |  |  |  | 5100 | 1141682.4149 | 272564.5087 | 268774.8844 | 49113.8674 | 254555.9491 | 145459.7951 | 43078.5334 | 283016.2808
2038 | 130.194 | 60.6062 | 84.5181 | 0 | 2.7 | 1.35 | 1.8 | 64.9204 |  |  |  | 5400 | 1186981.9572 | 281783.2577 | 281415.2027 | 49113.8674 | 255365.9491 | 145864.7951 | 43618.5334 | 292176.3503
2039 | 129.0382 | 62.266 | 86.8728 | 0 | 2.7 | 1.35 | 1.8 | 66.8307 |  |  |  | 5700 | 1232281.4996 | 291002.0066 | 294055.521 | 49113.8674 | 256175.9491 | 146269.7951 | 44158.5334 | 301336.4199
2040 | 127.8824 | 63.9259 | 89.2274 | 0 | 2.7 | 1.35 | 1.8 | 68.7411 |  |  |  | 6000 | 1277581.0419 | 300220.7556 | 306695.8394 | 49113.8674 | 256985.9491 | 146674.7951 | 44698.5334 | 310496.4895
2041 | 126.7266 | 65.5857 | 91.5821 | 0 | 2.7 | 1.35 | 1.8 | 70.6515 |  |  |  | 6300 | 1322880.5842 | 309439.5046 | 319336.1577 | 49113.8674 | 257795.9491 | 147079.7951 | 45238.5334 | 319656.5591
2042 | 125.5708 | 67.2456 | 93.9367 | 0 | 2.7 | 1.35 | 1.8 | 72.5619 |  |  |  | 6600 | 1368180.1265 | 318658.2536 | 331976.476 | 49113.8674 | 258605.9491 | 147484.7951 | 45778.5334 | 328816.6286
2043 | 124.415 | 68.9054 | 96.2914 | 0 | 2.7 | 1.35 | 1.8 | 74.4722 |  |  |  | 6900 | 1413479.6688 | 327877.0026 | 344616.7943 | 49113.8674 | 259415.9491 | 147889.7951 | 46318.5334 | 337976.6982
2044 | 123.2592 | 70.5652 | 98.646 | 0 | 2.7 | 1.35 | 1.8 | 76.3826 |  |  |  | 7200 | 1458779.2111 | 337095.7515 | 357257.1126 | 49113.8674 | 260225.9491 | 148294.7951 | 46858.5334 | 347136.7678
2045 | 122.1034 | 72.2251 | 101.0007 | 0 | 2.7 | 1.35 | 1.8 | 78.293 |  |  |  | 7500 | 1504078.7534 | 346314.5005 | 369897.431 | 49113.8674 | 261035.9491 | 148699.7951 | 47398.5334 | 356296.8374
2046 | 120.9476 | 73.8849 | 103.3553 | 0 | 2.7 | 1.35 | 1.8 | 80.2034 |  |  |  | 7800 | 1549378.2957 | 355533.2495 | 382537.7493 | 49113.8674 | 261845.9491 | 149104.7951 | 47938.5334 | 365456.907
2047 | 119.7918 | 75.5447 | 105.71 | 0 | 2.7 | 1.35 | 1.8 | 82.1138 |  |  |  | 8100 | 1594677.838 | 364751.9985 | 395178.0676 | 49113.8674 | 262655.9491 | 149509.7951 | 48478.5334 | 374616.9765
2048 | 118.636 | 77.2046 | 108.0646 | 0 | 2.7 | 1.35 | 1.8 | 84.0241 |  |  |  | 8400 | 1639977.3803 | 373970.7475 | 407818.3859 | 49113.8674 | 263465.9491 | 149914.7951 | 49018.5334 | 383777.0461
2049 | 115.1686 | 81.7742 | 114.5472 | 0 | 2.7 | 1.35 | 1.8 | 89.2836 |  |  |  | 8700 | 1685276.9226 | 383189.4964 | 420458.7042 | 49113.8674 | 264275.9491 | 150319.7951 | 49558.5334 | 392937.1157
2050 | 1.9 | 12.9218 | 16.8728 | 0 | 2.7 | 1.35 | 1.8 | 10.0383
Note on S19: [Threaded comment] Your version of Excel allows you to read this threaded comment; however, any edits to it will get removed if the file is opened in a newer version of Excel. Learn more: https://go.microsoft.com/fwlink/?linkid=870924 Comment: in emlab and Traderes Eur/MW
Note on T19: [Threaded comment] Your version of Excel allows you to read this threaded comment; however, any edits to it will get removed if the file is opened in a newer version of Excel. Learn more: https://go.microsoft.com/fwlink/?linkid=870924 Comment: in traderes €/MW(h)/year, same as emlab
Note on U19: [Threaded comment] Your version of Excel allows you to read this threaded comment; however, any edits to it will get removed if the file is opened in a newer version of Excel. Learn more: https://go.microsoft.com/fwlink/?linkid=870924 Comment: Eur/MWh

## node2020
heavy_oil | price | 2020 | 38.16
hydrogen | price | 2020 | 30.24
light_oil | price | 2020 | 46.44
lignite | price | 2020 | 3.96
LNG | price | 2020 | 22.18
natural_gas | price | 2020 | 20.16
nuclear | price | 2020 | 1.69
oil_shale | price | 2020 | 8.28
hard_coal | price | 2020 | 10.8
processing_residues | price | 2020 | 7.5
wood_pellets | price | 2020 | 37.5
bioliquids | price | 2020 | 82.5
biomethane | price | 2020 | 69
collectable_residues | price | 2020 | 22.5
Note on D14: [Threaded comment] Your version of Excel allows you to read this threaded comment; however, any edits to it will get removed if the file is opened in a newer version of Excel. Learn more: https://go.microsoft.com/fwlink/?linkid=870924 Comment: copied to node

## unitcosts
unit | year | investment_cost
Coal PSC | 2020 | 3845510
Lignite PSC | 2020 | 3845510
Fuel oil PGT | 2020 | 343000
Nuclear | 2020 | 7940450
Pumped_hydro | 2020 | 2000000
Biomass_CHP_wood_pellets_DH | 2020 | 2040000
CCGT | 2020 | 830000
Hydropower_reservoir_medium | 2020 | 8000000
OCGT | 2020 | 435000
PV_utility_systems | 2020 | 587000
WTG_offshore | 2020 | 2270000
WTG_onshore | 2020 | 1150000
Lithium_ion_battery | 2020 | 321000
CCGT_CHP_backpressure_DH | 2020 | 1200000
Hydropower_ROR | 2020 | 8000000
Biomass_CHP_wood_pellets_PH | 2020 | 117000
Biomass_CHP_wood_pellets_DH | 2030 | 2040000
Biomass_CHP_wood_pellets_PH | 2030 | 2900000
CCGT | 2030 | 830000
CCGT_CHP_backpressure_DH | 2030 | 1200000
CCGT_CHP_backpressure_PH | 2030 | 1200000
Hydropower_reservoir_medium | 2030 | 2690000
Nuclear | 2030 | 4000000
OCGT | 2030 | 435000
PV_utility_systems | 2030 | 380000
WTG_offshore | 2030 | 1930000
WTG_onshore | 2030 | 1040000
Lithium_ion_battery | 2030 | 176000
fuel_cell | 2050 | 800000
hydrogen_CHP | 2050 | 730000
hydrogen_combined_cycle | 2050 | 750000
hydrogen_turbine | 2050 | 435000
WTG_offshore | 2050 | 1800000
WTG_onshore | 2050 | 1040000
PV_utility_systems | 2050 | 380000
electrolyzer | 2050 | 350000

## unit2020
unit | fom_cost | vom_cost | efficiency_full_load | EnergyToPowerRatio | ChargingEfficiency | DischargingEfficiency | SelfDischargeRatePerHour | investment_cost |  | source
Coal PSC | 61528.16 | 3.5 | 0.33 |  |  |  |  | 3845510 | coal | https://github.com/PyPSA/technology-data/blob/master/outputs/costs_2020.csv
Lignite PSC | 61528.16 | 3.5 | 0.33 |  |  |  |  | 3845510 | lignite | https://github.com/PyPSA/technology-data/blob/master/outputs/costs_2020.csv
Fuel oil PGT | 8575 | 6 | 0.35 |  |  |  |  | 343000 | oil | https://github.com/PyPSA/technology-data/blob/master/outputs/costs_2020.csv
Nuclear | 111166.3 | 3.5 | 0.33 |  |  |  |  | 7940450 |  | https://github.com/PyPSA/technology-data/blob/master/outputs/costs_2020.csv
Pumped_hydro | 16000 | 0.0025 | 1 | 5 | 0.89 | 0.89 | 0 | 2000000 |  | MIT storage 2022
Biomass_CHP_wood_pellets_DH | [7 empty] | 2040000
CCGT | [7 empty] | 830000
Hydropower_reservoir_medium | [7 empty] | 8000000
OCGT | [7 empty] | 435000
PV_utility_systems | [7 empty] | 587000
WTG_offshore | [7 empty] | 2270000
WTG_onshore | [7 empty] | 1150000
Lithium_ion_battery | [7 empty] | 321000
CCGT_CHP_backpressure_DH | [7 empty] | 1200000
Hydropower_ROR | [7 empty] | 8000000
Biomass_CHP_wood_pellets_PH | [7 empty] | 117000 |  |  | Zhenmin Tao, 2022
Note on B1: [Threaded comment] Your version of Excel allows you to read this threaded comment; however, any edits to it will get removed if the file is opened in a newer version of Excel. Learn more: https://go.microsoft.com/fwlink/?linkid=870924 Comment: in traderes €/MW(h)/year, same as emlab
Note on C1: [Threaded comment] Your version of Excel allows you to read this threaded comment; however, any edits to it will get removed if the file is opened in a newer version of Excel. Learn more: https://go.microsoft.com/fwlink/?linkid=870924 Comment: Eur/MWh
Note on J1: [Threaded comment] Your version of Excel allows you to read this threaded comment; however, any edits to it will get removed if the file is opened in a newer version of Excel. Learn more: https://go.microsoft.com/fwlink/?linkid=870924 Comment: in emlab and Traderes Eur/MW
Note on J5: [Threaded comment] Your version of Excel allows you to read this threaded comment; however, any edits to it will get removed if the file is opened in a newer version of Excel. Learn more: https://go.microsoft.com/fwlink/?linkid=870924 Comment: eur/mw_el

## unit2030-none
Row Labels | vom_cost | fom_cost | annuity | efficiency_full_load | interest_rate | EnergyToPowerRatio | ChargingEfficiency | DischargingEfficiency | SelfDischargeRatePerHour | investment_cost | min_down_time | min_load | min_up_time | planned_outage | inertia | apparent_power | ramp_limit | start_cost | subunit_capacity | efficiency_min_load | source
Biomass_CHP_wood_pellets_DH | 1.9 | 50000 | 0.094393 | 0.309 | 7 |  |  |  |  | 2040000 |  | 0.15 |  | 21 |  |  |  |  | 39.37
Biomass_CHP_wood_pellets_PH | 1.9 | 117000 | 0.094393 | 0.309 | 7 |  |  |  |  | 2900000 |  | 0.15 |  | 21 |  |  |  |  | 39.37
Building_electric_heater |  |  | 0 | 1 | [14 empty] | 0.003
Building_gas_heater |  |  | 0 | 0.98 | [14 empty] | 0.01
Building_heat_pump_air_to_air |  |  | 0 | 4.1 | [14 empty] | 0.006
Building_heat_pump_air_to_water |  |  | 0 | 4.2 | [14 empty] | 0.01
CCGT | 4.2 | 27800 | 0.094393 | 0.61 | 7 |  |  |  |  | 830000 |  | 0.4 |  | 14 |  |  |  |  | 300
CCGT_CHP_backpressure_DH | 4.2 | 27800 | 0.094393 | 0.53 | 7 |  |  |  |  | 1200000 |  | 0.4 |  | 14 |  |  |  |  | 55
CCGT_CHP_backpressure_PH | 4.2 | 27800 | 0.094393 | 0.53 | 7 |  |  |  |  | 1200000 |  | 0.4 |  | 14 |  |  |  |  | 55
CCS | 21 |  | 0.094393 |  | 7 | [13 empty] | 0.5
CSP_Parabolic |  | 68680 | 0.094393 |  | 7 |  |  |  |  | 4040000 | [8 empty] | 150
CSP_Tower |  | 60520 | 0.094393 |  | 7 |  |  |  |  | 3560000 | [8 empty] | 100
FT_process | 1.063 | 104000 | [7 empty] | 3460000 | [8 empty] | 225
Gasifier_and_methanation |  |  | 0.094393 |  | 7 | [8 empty] | 21 |  |  |  |  | 170
Hydrogen_to_Jet_Fuel | 9.5 | [8 empty] | 900000 | [8 empty] | 173.0667
Hydropower_reservoir_large |  | 11450 | 0.094393 |  | 7 |  |  |  |  | 2290000 | [8 empty] | 200
Hydropower_reservoir_medium |  | 13450 | 0.094393 |  | 7 |  |  |  |  | 2690000 | [8 empty] | 60
Hydropower_reservoir_small |  | 33550 | 0.094393 |  | 7 |  |  |  |  | 3355000 | [8 empty] | 10
Hydropower_ROR |  | 14950 | 0.094393 |  | 7 |  |  |  |  | 2990000 | [8 empty] | 10
Industry_biomass_boiler_DH | 2.62 | 31000 | 0.094393 | 1.012 | 7 |  |  |  |  | 680000 |  | 0.4 |  | 21 |  |  |  |  | 6.1
Industry_biomass_boiler_PH | 2.62 | 31000 | 0.094393 | 1.012 | 7 |  |  |  |  | 680000 |  | 0.4 |  | 21 |  |  |  |  | 6.1
Industry_electric_heater_DH | 1 | 1020 | 0.094393 | 0.99 | 7 |  |  |  |  | 60000 |  | 0.05 |  | 1 |  |  |  |  | 10
Industry_electric_heater_PH | 1 | 1020 | 0.094393 | 0.99 | 7 |  |  |  |  | 60000 |  | 0.05 |  | 1 |  |  |  |  | 10
Industry_gas_heater_DH | 1 | 1900 | 0.094393 | 1.06 | 7 |  |  |  |  | 50000 |  | 0.15 |  | 2.8 |  |  |  |  | 5.25
Industry_gas_heater_PH | 1 | 1900 | 0.094393 | 1.06 | 7 |  |  |  |  | 50000 |  | 0.15 |  | 2.8 |  |  |  |  | 5.25
Industry_heat_pump_excess_heat_70_35C_DH | 2.01 | 2000 | 0.094393 | 5.2 | 7 |  |  |  |  | 570000 |  | 0.25 |  | 7 |  |  |  | 10 | 10
Industry_heat_pump_excess_heat_70_35C_PH | 2.01 | 2000 | 0.094393 | 5.2 | 7 |  |  |  |  | 570000 |  | 0.25 |  | 7 |  |  |  | 10 | 10
Industry_heat_pump_geothermal_2km_80_40C_DH | 4.6 | 22500 | 0.094393 | 8.66 | 7 |  |  |  |  | 2690000 |  | 0.2 |  | 14 |  |  |  |  | 13.1
Industry_heat_pump_geothermal_2km_80_40C_PH | 4.6 | 22500 | 0.094393 | 8.66 | 7 |  |  |  |  | 2690000 |  | 0.2 |  | 14 |  |  |  |  | 13.1
Industry_heat_pump_geothermal_2km_absortion_80_40C_DH | 2.9 | 16300 | 0.094393 | 2.98 | 7 |  |  |  |  | 1970000 |  | 0.2 |  | 14 |  |  |  |  | 17.4
Industry_heat_pump_geothermal_2km_absortion_80_40C_PH | 2.9 | 16300 | 0.094393 | 2.98 | 7 |  |  |  |  | 1970000 |  | 0.2 |  | 14 |  |  |  |  | 17.4
Industry_heat_pump_seawater_80_40C_DH | 1.51 | 4000 | 0.094393 | 3.4 | 7 |  |  |  |  | 380000 |  | 0.25 |  | 7 |  |  |  | 10 | 20
Industry_heat_pump_seawater_80_40C_PH | 1.51 | 4000 | 0.094393 | 3.4 | 7 |  |  |  |  | 380000 |  | 0.25 |  | 7 |  |  |  | 10 | 20
Industry_heat_pump_up_to_150C_PH | 3.2 | 870 | 0.094393 | 3.1 | 7 |  |  |  |  | 930000 |  | 0.25 |  | 3.5 |  |  |  |  | 1.5
Industry_nuclear_heater_DH | 1.2 | 28000 | 0.094393 | 1 | 7 |  |  |  |  | 1000000 | 24 | 0.4 | 24 |  |  |  | 0.0066667 |  | 200
Industry_nuclear_heater_PH | 1.2 | 28000 | 0.094393 | 1 | 7 |  |  |  |  | 1000000 | 24 | 0.4 | 24 |  |  |  | 0.0066667 |  | 200
Nuclear | 4 | 100000 | 0.094393 | 0.285 | 7 |  |  |  |  | 4000000 | 24 | 0.4 | 24 |  | 4.07 | 63 | 0.0066667 |  | 57
Nuclear_CHP_DH | 2.6 | 126700 | 0.094393 | 0.00225 | 7 |  |  |  |  | 5067000 | 24 | 0.4 | 24 |  | 4.07 | 50 | 0.0066667 |  | 47.5
Nuclear_CHP_PH | 2.6 | 126700 | 0.094393 | 0.00225 | 7 |  |  |  |  | 5067000 | 24 | 0.4 | 24 |  | 4.07 | 50 | 0.0066667 |  | 47.5
OCGT | 4.5 | 7745 | 0.094393 | 0.43 | 7 |  |  |  |  | 435000 |  | 0.2 |  | 0.75 |  |  |  | 43 | 100
PEM_Electrolyzer |  |  | 0.1098 |  | 7 | [13 empty] | 3.7
Power_to_Jet_Fuel | 7.4 | [8 empty] | 1600000 | [8 empty] | 188.8
PV_commercial_systems |  | 9240 | 0.094393 | 1 | 7 |  |  |  |  | 630000 | [8 empty] | 0.1 | 1
PV_residential |  | 10815 | 0.094393 | 1 | 7 |  |  |  |  | 870000 | [8 empty] | 0.006 | 1
PV_utility_systems |  | 7250 | 0.094393 | 1 | 7 |  |  |  |  | 380000 | [8 empty] | 8 | 1
Solar_district_heating_DH | 0.3 | 0.04 | 0.094393 | 0.48 | 7 |  |  |  |  | 180000
Solar_district_heating_PH | 0.3 | 0.04 | 0.094393 | 0.48 | 7 |  |  |  |  | 180000
Wave_energy | 10 |  | 0.094393 |  | 7 |  |  |  |  | 3350000 | [8 empty] | 55
WTG_offshore | 3 | 36053 | 0.094393 | 1 | 7 |  |  |  |  | 1930000 | [8 empty] | 15 | 1
WTG_onshore | 1.35 | 12600 | 0.094393 | 1 | 7 |  |  |  |  | 1040000 | [8 empty] | 5 | 1
Lithium_ion_battery | 1.8 | 7800 |  | 0.9 | 7 | 5 | 0.92 | 0.92 | 0 | 176000
Note on H52: [Threaded comment] Your version of Excel allows you to read this threaded comment; however, any edits to it will get removed if the file is opened in a newer version of Excel. Learn more: https://go.microsoft.com/fwlink/?linkid=870924 Comment: This is from MIT

## unit2050
Row Labels | vom_cost | efficiency_full_load | fom_cost | investment_cost | source
fuel_cell |  | 0.5 | 40000 | 800000 | traderes same source but not in DB
hydrogen_CHP | 2.7 | 0.85 | 30000 | 730000 | role of hydrogen greenhouse gas paper Benjamin Lux
hydrogen_combined_cycle | 2.7 | 0.61 | 11250 | 750000 | misssing var costs > from role of hydrogen greenhouse gas paper Benjamin Lux
hydrogen_turbine | 1.5 | 0.4 | 8700 | 435000 | traderes
electrolyzer | 0 | 0.74 | 7000 | 350000 | traderes
WTG_offshore |  |  |  | 1800000 | traderes
WTG_onshore |  |  |  | 1040000 | traderes
PV_utility_systems |  |  |  | 380000 | traderes | vom costs = from role of hydrogen greenhouse gas paper Benjamin Lux

## unit2030-noneWRONG
Row Labels | fom_cost | investment_cost | vom_cost | annuity | efficiency_full_load | interest_rate | lifetime_economic | lifetime_technical | EnergyToPowerRatio | ChargingEfficiency | DischargingEfficiency | SelfDischargeRatePerHour | min_down_time | min_load | min_up_time | planned_outage | inertia | apparent_power | ramp_limit | start_cost | subunit_capacity | efficiency_min_load | source
Biomass_CHP_wood_pellets_DH | 117000 | 2900000 | 1.9 | 0.094393 | 0.309 | 7 | 20 | 25 | [5 empty] | 0.15 |  | 21 |  |  |  |  | 39.37
Biomass_CHP_wood_pellets_PH | 117000 | 2900000 | 1.9 | 0.094393 | 0.309 | 7 | 20 | 25 | [5 empty] | 0.15 |  | 21 |  |  |  |  | 39.37
Building_electric_heater |  |  |  | 0 | 1 |  |  | 30 | [12 empty] | 0.003
Building_gas_heater |  |  |  | 0 | 0.98 |  |  | 20 | [12 empty] | 0.01
Building_heat_pump_air_to_air |  |  |  | 0 | 4.1 |  |  | 12 | [12 empty] | 0.006
Building_heat_pump_air_to_water |  |  |  | 0 | 4.2 |  |  | 18 | [12 empty] | 0.01
CCGT | 27800 | 830000 | 4.2 | 0.094393 | 0.61 | 7 | 20 | 25 | [5 empty] | 0.4 |  | 14 |  |  |  |  | 300
CCGT_CHP_backpressure_DH | 27800 | 1200000 | 4.2 | 0.094393 | 0.53 | 7 | 20 | 25 | [5 empty] | 0.4 |  | 14 |  |  |  |  | 55
CCGT_CHP_backpressure_PH | 27800 | 1200000 | 4.2 | 0.094393 | 0.53 | 7 | 20 | 25 | [5 empty] | 0.4 |  | 14 |  |  |  |  | 55
CCS |  |  | 21 | 0.094393 |  | 7 | 20 | [13 empty] | 0.5
CSP_Parabolic | 68680 | 4040000 |  | 0.094393 |  | 7 | 20 | 30 | [12 empty] | 150
CSP_Tower | 60520 | 3560000 |  | 0.094393 |  | 7 | 20 | 30 | [12 empty] | 100
FT_process | 104000 | 3460000 | 1.063 | [17 empty] | 225
Gasifier_and_methanation |  |  |  | 0.094393 |  | 7 | 20 | 20 | [7 empty] | 21 |  |  |  |  | 170
Hydrogen_to_Jet_Fuel |  | 900000 | 9.5 | [17 empty] | 173.0667
Hydropower_reservoir_large | 11450 | 2290000 |  | 0.094393 |  | 7 | 20 | 60 | [12 empty] | 200
Hydropower_reservoir_medium | 13450 | 2690000 |  | 0.094393 |  | 7 | 20 | 60 | [12 empty] | 60
Hydropower_reservoir_small | 33550 | 3355000 |  | 0.094393 |  | 7 | 20 | 60 | [12 empty] | 10
Hydropower_ROR | 14950 | 2990000 |  | 0.094393 |  | 7 | 20 | 60 | [12 empty] | 10
Industry_biomass_boiler_DH | 31000 | 680000 | 2.62 | 0.094393 | 1.012 | 7 | 20 | 25 | [5 empty] | 0.4 |  | 21 |  |  |  |  | 6.1
Industry_biomass_boiler_PH | 31000 | 680000 | 2.62 | 0.094393 | 1.012 | 7 | 20 | 25 | [5 empty] | 0.4 |  | 21 |  |  |  |  | 6.1
Industry_electric_heater_DH | 1020 | 60000 | 1 | 0.094393 | 0.99 | 7 | 20 | 20 | [5 empty] | 0.05 |  | 1 |  |  |  |  | 10
Industry_electric_heater_PH | 1020 | 60000 | 1 | 0.094393 | 0.99 | 7 | 20 | 20 | [5 empty] | 0.05 |  | 1 |  |  |  |  | 10
Industry_gas_heater_DH | 1900 | 50000 | 1 | 0.094393 | 1.06 | 7 | 20 | 25 | [5 empty] | 0.15 |  | 2.8 |  |  |  |  | 5.25
Industry_gas_heater_PH | 1900 | 50000 | 1 | 0.094393 | 1.06 | 7 | 20 | 25 | [5 empty] | 0.15 |  | 2.8 |  |  |  |  | 5.25
Industry_heat_pump_excess_heat_70_35C_DH | 2000 | 570000 | 2.01 | 0.094393 | 5.2 | 7 | 20 | 25 | [5 empty] | 0.25 |  | 7 |  |  |  | 10 | 10
Industry_heat_pump_excess_heat_70_35C_PH | 2000 | 570000 | 2.01 | 0.094393 | 5.2 | 7 | 20 | 25 | [5 empty] | 0.25 |  | 7 |  |  |  | 10 | 10
Industry_heat_pump_geothermal_2km_80_40C_DH | 22500 | 2690000 | 4.6 | 0.094393 | 8.66 | 7 | 20 | 30 | [5 empty] | 0.2 |  | 14 |  |  |  |  | 13.1
Industry_heat_pump_geothermal_2km_80_40C_PH | 22500 | 2690000 | 4.6 | 0.094393 | 8.66 | 7 | 20 | 30 | [5 empty] | 0.2 |  | 14 |  |  |  |  | 13.1
Industry_heat_pump_geothermal_2km_absortion_80_40C_DH | 16300 | 1970000 | 2.9 | 0.094393 | 2.98 | 7 | 20 | 30 | [5 empty] | 0.2 |  | 14 |  |  |  |  | 17.4
Industry_heat_pump_geothermal_2km_absortion_80_40C_PH | 16300 | 1970000 | 2.9 | 0.094393 | 2.98 | 7 | 20 | 30 | [5 empty] | 0.2 |  | 14 |  |  |  |  | 17.4
Industry_heat_pump_seawater_80_40C_DH | 4000 | 380000 | 1.51 | 0.094393 | 3.4 | 7 | 20 | 25 | [5 empty] | 0.25 |  | 7 |  |  |  | 10 | 20
Industry_heat_pump_seawater_80_40C_PH | 4000 | 380000 | 1.51 | 0.094393 | 3.4 | 7 | 20 | 25 | [5 empty] | 0.25 |  | 7 |  |  |  | 10 | 20
Industry_heat_pump_up_to_150C_PH | 870 | 930000 | 3.2 | 0.094393 | 3.1 | 7 | 20 | 20 | [5 empty] | 0.25 |  | 3.5 |  |  |  |  | 1.5
Industry_nuclear_heater_DH | 28000 | 1000000 | 1.2 | 0.094393 | 1 | 7 | 20 | [5 empty] | 24 | 0.4 | 24 |  |  |  | 0.0066667 |  | 200
Industry_nuclear_heater_PH | 28000 | 1000000 | 1.2 | 0.094393 | 1 | 7 | 20 | [5 empty] | 24 | 0.4 | 24 |  |  |  | 0.0066667 |  | 200
Nuclear | 100000 | 4000000 | 4 | 0.094393 | 0.285 | 7 | 20 | [5 empty] | 24 | 0.4 | 24 |  | 4.07 | 63 | 0.0066667 |  | 57
Nuclear_CHP_DH | 126700 | 5067000 | 2.6 | 0.094393 | 0.00225 | 7 | 20 | [5 empty] | 24 | 0.4 | 24 |  | 4.07 | 50 | 0.0066667 |  | 47.5
Nuclear_CHP_PH | 126700 | 5067000 | 2.6 | 0.094393 | 0.00225 | 7 | 20 | [5 empty] | 24 | 0.4 | 24 |  | 4.07 | 50 | 0.0066667 |  | 47.5
OCGT | 7745 | 435000 | 4.5 | 0.094393 | 0.43 | 7 | 20 | 25 | [5 empty] | 0.2 |  | 0.75 |  |  |  | 43 | 100
PEM_Electrolyzer |  |  |  | 0.1098 |  | 7 | 15 | 15 | [12 empty] | 3.7
Power_to_Jet_Fuel |  | 1600000 | 7.4 | [17 empty] | 188.8
PV_commercial_systems | 9240 | 630000 |  | 0.094393 | 1 | 7 | 20 | 40 | [12 empty] | 0.1 | 1
PV_residential | 10815 | 870000 |  | 0.094393 | 1 | 7 | 20 | 40 | [12 empty] | 0.006 | 1
PV_utility_systems | 7250 | 380000 |  | 0.094393 | 1 | 7 | 20 | 25 | [12 empty] | 8 | 1
Solar_district_heating_DH | 0.04 | 180000 | 0.3 | 0.094393 | 0.48 | 7 | 20 | 30
Solar_district_heating_PH | 0.04 | 180000 | 0.3 | 0.094393 | 0.48 | 7 | 20 | 30
Wave_energy |  | 3350000 | 10 | 0.094393 |  | 7 | 20 | 25 | [12 empty] | 55
WTG_offshore | 36053 | 1930000 | 2.7 | 0.094393 | 1 | 7 | 20 | 30 | [12 empty] | 15 | 1
WTG_onshore | 12600 | 1040000 | 1.35 | 0.094393 | 1 | 7 | 20 | 30 | [12 empty] | 5 | 1
Lithium_ion_battery | 540 | 284000 | 1.8 |  | 0.9 | 7 | 20 | 20
Note on I46: [Threaded comment] Your version of Excel allows you to read this threaded comment; however, any edits to it will get removed if the file is opened in a newer version of Excel. Learn more: https://go.microsoft.com/fwlink/?linkid=870924 Comment: Was 40

## flow__unit
PV | PV_commercial_systems
PV | PV_residential
PV | PV_utility_systems
wind_offshore | WTG_offshore
wind_onshore | WTG_onshore

## unit2040-2050
Biomass_CHP_wood_pellets_DH | annuity | vintage-2050 | 0.094393
Biomass_CHP_wood_pellets_DH | efficiency_full_load | vintage-2050 | 0.305
Biomass_CHP_wood_pellets_DH | interest_rate | vintage-2050 | 7
Biomass_CHP_wood_pellets_DH | lifetime_economic | vintage-2050 | 20
Biomass_CHP_wood_pellets_DH | lifetime_technical | vintage-2050 | 25
Biomass_CHP_wood_pellets_DH | min_load | vintage-2050 | 0.15
Biomass_CHP_wood_pellets_DH | planned_outage | vintage-2050 | 21
Biomass_CHP_wood_pellets_PH | annuity | vintage-2050 | 0.094393
Biomass_CHP_wood_pellets_PH | efficiency_full_load | vintage-2050 | 0.305
Biomass_CHP_wood_pellets_PH | interest_rate | vintage-2050 | 7
Biomass_CHP_wood_pellets_PH | lifetime_economic | vintage-2050 | 20
Biomass_CHP_wood_pellets_PH | lifetime_technical | vintage-2050 | 25
Biomass_CHP_wood_pellets_PH | min_load | vintage-2050 | 0.15
Biomass_CHP_wood_pellets_PH | planned_outage | vintage-2050 | 21
Building_electric_heater | annuity | vintage-2050 | 0
Building_electric_heater | efficiency_full_load | vintage-2050 | 1
Building_electric_heater | lifetime_technical | vintage-2050 | 30
Building_gas_heater | annuity | vintage-2050 | 0
Building_gas_heater | efficiency_full_load | vintage-2050 | 0.99
Building_gas_heater | lifetime_technical | vintage-2050 | 20
Building_heat_pump_air_to_air | annuity | vintage-2050 | 0
Building_heat_pump_air_to_air | efficiency_full_load | vintage-2050 | 4.2
Building_heat_pump_air_to_air | lifetime_technical | vintage-2050 | 12
Building_heat_pump_air_to_water | annuity | vintage-2050 | 0
Building_heat_pump_air_to_water | efficiency_full_load | vintage-2050 | 4.4
Building_heat_pump_air_to_water | lifetime_technical | vintage-2050 | 18
CCGT | annuity | vintage-2050 | 0.094393
CCGT | efficiency_full_load | vintage-2050 | 0.63
CCGT | interest_rate | vintage-2050 | 7
CCGT | lifetime_economic | vintage-2050 | 20
CCGT | lifetime_technical | vintage-2050 | 25
CCGT | min_load | vintage-2050 | 0.4
CCGT | planned_outage | vintage-2050 | 14
CCGT_CHP_backpressure_DH | annuity | vintage-2050 | 0.094393
CCGT_CHP_backpressure_DH | efficiency_full_load | vintage-2050 | 0.55
CCGT_CHP_backpressure_DH | interest_rate | vintage-2050 | 7
CCGT_CHP_backpressure_DH | lifetime_economic | vintage-2050 | 20
CCGT_CHP_backpressure_DH | lifetime_technical | vintage-2050 | 25
CCGT_CHP_backpressure_DH | min_load | vintage-2050 | 0.4
CCGT_CHP_backpressure_DH | planned_outage | vintage-2050 | 14
CCGT_CHP_backpressure_PH | annuity | vintage-2050 | 0.094393
CCGT_CHP_backpressure_PH | efficiency_full_load | vintage-2050 | 0.55
CCGT_CHP_backpressure_PH | interest_rate | vintage-2050 | 7
CCGT_CHP_backpressure_PH | lifetime_economic | vintage-2050 | 20
CCGT_CHP_backpressure_PH | lifetime_technical | vintage-2050 | 25
CCGT_CHP_backpressure_PH | min_load | vintage-2050 | 0.4
CCGT_CHP_backpressure_PH | planned_outage | vintage-2050 | 14
CSP_Parabolic | annuity | vintage-2050 | 0.094393
CSP_Parabolic | interest_rate | vintage-2050 | 7
CSP_Parabolic | lifetime_economic | vintage-2050 | 20
CSP_Parabolic | lifetime_technical | vintage-2050 | 30
CSP_Tower | annuity | vintage-2050 | 0.094393
CSP_Tower | interest_rate | vintage-2050 | 7
CSP_Tower | lifetime_economic | vintage-2050 | 20
CSP_Tower | lifetime_technical | vintage-2050 | 30
FT_process | annuity | vintage-2050 | 0.094393
FT_process | interest_rate | vintage-2050 | 7
FT_process | lifetime_economic | vintage-2050 | 20
FT_process | lifetime_technical | vintage-2050 | 25
FT_process | planned_outage | vintage-2050 | 14
Gasifier_and_methanation | annuity | vintage-2050 | 0.094393
Gasifier_and_methanation | interest_rate | vintage-2050 | 7
Gasifier_and_methanation | lifetime_economic | vintage-2050 | 20
Gasifier_and_methanation | lifetime_technical | vintage-2050 | 20
Gasifier_and_methanation | planned_outage | vintage-2050 | 21
Hydrogen_to_Jet_Fuel | annuity | vintage-2050 | 0.094393
Hydrogen_to_Jet_Fuel | interest_rate | vintage-2050 | 7
Hydrogen_to_Jet_Fuel | lifetime_economic | vintage-2050 | 20
Hydrogen_to_Jet_Fuel | lifetime_technical | vintage-2050 | 25
Hydrogen_to_Jet_Fuel | planned_outage | vintage-2050 | 21
Hydropower_ROR | annuity | vintage-2050 | 0.094393
Hydropower_ROR | interest_rate | vintage-2050 | 7
Hydropower_ROR | lifetime_economic | vintage-2050 | 20
Hydropower_ROR | lifetime_technical | vintage-2050 | 60
Hydropower_reservoir_large | annuity | vintage-2050 | 0.094393
Hydropower_reservoir_large | interest_rate | vintage-2050 | 7
Hydropower_reservoir_large | lifetime_economic | vintage-2050 | 20
Hydropower_reservoir_large | lifetime_technical | vintage-2050 | 60
Hydropower_reservoir_medium | annuity | vintage-2050 | 0.094393
Hydropower_reservoir_medium | interest_rate | vintage-2050 | 7
Hydropower_reservoir_medium | lifetime_economic | vintage-2050 | 20
Hydropower_reservoir_medium | lifetime_technical | vintage-2050 | 60
Hydropower_reservoir_small | annuity | vintage-2050 | 0.094393
Hydropower_reservoir_small | interest_rate | vintage-2050 | 7
Hydropower_reservoir_small | lifetime_economic | vintage-2050 | 20
Hydropower_reservoir_small | lifetime_technical | vintage-2050 | 60
Industry_biomass_boiler_DH | annuity | vintage-2050 | 0.094393
Industry_biomass_boiler_DH | efficiency_full_load | vintage-2050 | 1.012
Industry_biomass_boiler_DH | interest_rate | vintage-2050 | 7
Industry_biomass_boiler_DH | lifetime_economic | vintage-2050 | 20
Industry_biomass_boiler_DH | lifetime_technical | vintage-2050 | 25
Industry_biomass_boiler_DH | min_load | vintage-2050 | 0.4
Industry_biomass_boiler_DH | planned_outage | vintage-2050 | 21
Industry_biomass_boiler_PH | annuity | vintage-2050 | 0.094393
Industry_biomass_boiler_PH | efficiency_full_load | vintage-2050 | 1.012
Industry_biomass_boiler_PH | interest_rate | vintage-2050 | 7
Industry_biomass_boiler_PH | lifetime_economic | vintage-2050 | 20
Industry_biomass_boiler_PH | lifetime_technical | vintage-2050 | 25
Industry_biomass_boiler_PH | min_load | vintage-2050 | 0.4
Industry_biomass_boiler_PH | planned_outage | vintage-2050 | 21
Industry_electric_heater_DH | annuity | vintage-2050 | 0.094393
Industry_electric_heater_DH | efficiency_full_load | vintage-2050 | 0.99
Industry_electric_heater_DH | interest_rate | vintage-2050 | 7
Industry_electric_heater_DH | lifetime_economic | vintage-2050 | 20
Industry_electric_heater_DH | lifetime_technical | vintage-2050 | 20
Industry_electric_heater_DH | min_load | vintage-2050 | 0.05
Industry_electric_heater_DH | planned_outage | vintage-2050 | 1
Industry_electric_heater_PH | annuity | vintage-2050 | 0.094393
Industry_electric_heater_PH | efficiency_full_load | vintage-2050 | 0.99
Industry_electric_heater_PH | interest_rate | vintage-2050 | 7
Industry_electric_heater_PH | lifetime_economic | vintage-2050 | 20
Industry_electric_heater_PH | lifetime_technical | vintage-2050 | 20
Industry_electric_heater_PH | min_load | vintage-2050 | 0.05
Industry_electric_heater_PH | planned_outage | vintage-2050 | 1
Industry_gas_heater_DH | annuity | vintage-2050 | 0.094393
Industry_gas_heater_DH | efficiency_full_load | vintage-2050 | 1.06
Industry_gas_heater_DH | interest_rate | vintage-2050 | 7
Industry_gas_heater_DH | lifetime_economic | vintage-2050 | 20
Industry_gas_heater_DH | lifetime_technical | vintage-2050 | 25
Industry_gas_heater_DH | min_load | vintage-2050 | 0.15
Industry_gas_heater_DH | planned_outage | vintage-2050 | 2.8
Industry_gas_heater_PH | annuity | vintage-2050 | 0.094393
Industry_gas_heater_PH | efficiency_full_load | vintage-2050 | 1.06
Industry_gas_heater_PH | interest_rate | vintage-2050 | 7
Industry_gas_heater_PH | lifetime_economic | vintage-2050 | 20
Industry_gas_heater_PH | lifetime_technical | vintage-2050 | 25
Industry_gas_heater_PH | min_load | vintage-2050 | 0.15
Industry_gas_heater_PH | planned_outage | vintage-2050 | 2.8
Industry_heat_pump_excess_heat_70_35C_DH | annuity | vintage-2050 | 0.094393
Industry_heat_pump_excess_heat_70_35C_DH | efficiency_full_load | vintage-2050 | 5.4
Industry_heat_pump_excess_heat_70_35C_DH | interest_rate | vintage-2050 | 7
Industry_heat_pump_excess_heat_70_35C_DH | lifetime_economic | vintage-2050 | 20
Industry_heat_pump_excess_heat_70_35C_DH | lifetime_technical | vintage-2050 | 25
Industry_heat_pump_excess_heat_70_35C_DH | min_load | vintage-2050 | 0.25
Industry_heat_pump_excess_heat_70_35C_DH | planned_outage | vintage-2050 | 7
Industry_heat_pump_excess_heat_70_35C_PH | annuity | vintage-2050 | 0.094393
Industry_heat_pump_excess_heat_70_35C_PH | efficiency_full_load | vintage-2050 | 5.4
Industry_heat_pump_excess_heat_70_35C_PH | interest_rate | vintage-2050 | 7
Industry_heat_pump_excess_heat_70_35C_PH | lifetime_economic | vintage-2050 | 20
Industry_heat_pump_excess_heat_70_35C_PH | lifetime_technical | vintage-2050 | 25
Industry_heat_pump_excess_heat_70_35C_PH | min_load | vintage-2050 | 0.25
Industry_heat_pump_excess_heat_70_35C_PH | planned_outage | vintage-2050 | 7
Industry_heat_pump_geothermal_2km_80_40C_DH | annuity | vintage-2050 | 0.094393
Industry_heat_pump_geothermal_2km_80_40C_DH | efficiency_full_load | vintage-2050 | 8.97
Industry_heat_pump_geothermal_2km_80_40C_DH | interest_rate | vintage-2050 | 7
Industry_heat_pump_geothermal_2km_80_40C_DH | lifetime_economic | vintage-2050 | 20
Industry_heat_pump_geothermal_2km_80_40C_DH | lifetime_technical | vintage-2050 | 30
Industry_heat_pump_geothermal_2km_80_40C_DH | min_load | vintage-2050 | 0.2
Industry_heat_pump_geothermal_2km_80_40C_DH | planned_outage | vintage-2050 | 14
Industry_heat_pump_geothermal_2km_80_40C_PH | annuity | vintage-2050 | 0.094393
Industry_heat_pump_geothermal_2km_80_40C_PH | efficiency_full_load | vintage-2050 | 8.97
Industry_heat_pump_geothermal_2km_80_40C_PH | interest_rate | vintage-2050 | 7
Industry_heat_pump_geothermal_2km_80_40C_PH | lifetime_economic | vintage-2050 | 20
Industry_heat_pump_geothermal_2km_80_40C_PH | lifetime_technical | vintage-2050 | 30
Industry_heat_pump_geothermal_2km_80_40C_PH | min_load | vintage-2050 | 0.2
Industry_heat_pump_geothermal_2km_80_40C_PH | planned_outage | vintage-2050 | 14
Industry_heat_pump_geothermal_2km_absortion_80_40C_DH | annuity | vintage-2050 | 0.094393
Industry_heat_pump_geothermal_2km_absortion_80_40C_DH | efficiency_full_load | vintage-2050 | 3.03
Industry_heat_pump_geothermal_2km_absortion_80_40C_DH | interest_rate | vintage-2050 | 7
Industry_heat_pump_geothermal_2km_absortion_80_40C_DH | lifetime_economic | vintage-2050 | 20
Industry_heat_pump_geothermal_2km_absortion_80_40C_DH | lifetime_technical | vintage-2050 | 30
Industry_heat_pump_geothermal_2km_absortion_80_40C_DH | min_load | vintage-2050 | 0.2
Industry_heat_pump_geothermal_2km_absortion_80_40C_DH | planned_outage | vintage-2050 | 14
Industry_heat_pump_geothermal_2km_absortion_80_40C_PH | annuity | vintage-2050 | 0.094393
Industry_heat_pump_geothermal_2km_absortion_80_40C_PH | efficiency_full_load | vintage-2050 | 3.03
Industry_heat_pump_geothermal_2km_absortion_80_40C_PH | interest_rate | vintage-2050 | 7
Industry_heat_pump_geothermal_2km_absortion_80_40C_PH | lifetime_economic | vintage-2050 | 20
Industry_heat_pump_geothermal_2km_absortion_80_40C_PH | lifetime_technical | vintage-2050 | 30
Industry_heat_pump_geothermal_2km_absortion_80_40C_PH | min_load | vintage-2050 | 0.2
Industry_heat_pump_geothermal_2km_absortion_80_40C_PH | planned_outage | vintage-2050 | 14
Industry_heat_pump_seawater_80_40C_DH | annuity | vintage-2050 | 0.094393
Industry_heat_pump_seawater_80_40C_DH | efficiency_full_load | vintage-2050 | 3.5
Industry_heat_pump_seawater_80_40C_DH | interest_rate | vintage-2050 | 7
Industry_heat_pump_seawater_80_40C_DH | lifetime_economic | vintage-2050 | 20
Industry_heat_pump_seawater_80_40C_DH | lifetime_technical | vintage-2050 | 25
Industry_heat_pump_seawater_80_40C_DH | min_load | vintage-2050 | 0.25
Industry_heat_pump_seawater_80_40C_DH | planned_outage | vintage-2050 | 7
Industry_heat_pump_seawater_80_40C_PH | annuity | vintage-2050 | 0.094393
Industry_heat_pump_seawater_80_40C_PH | efficiency_full_load | vintage-2050 | 3.5
Industry_heat_pump_seawater_80_40C_PH | interest_rate | vintage-2050 | 7
Industry_heat_pump_seawater_80_40C_PH | lifetime_economic | vintage-2050 | 20
Industry_heat_pump_seawater_80_40C_PH | lifetime_technical | vintage-2050 | 25
Industry_heat_pump_seawater_80_40C_PH | min_load | vintage-2050 | 0.25
Industry_heat_pump_seawater_80_40C_PH | planned_outage | vintage-2050 | 7
Industry_heat_pump_up_to_150C_PH | annuity | vintage-2050 | 0.094393
Industry_heat_pump_up_to_150C_PH | efficiency_full_load | vintage-2050 | 3.25
Industry_heat_pump_up_to_150C_PH | interest_rate | vintage-2050 | 7
Industry_heat_pump_up_to_150C_PH | lifetime_economic | vintage-2050 | 20
Industry_heat_pump_up_to_150C_PH | lifetime_technical | vintage-2050 | 20
Industry_heat_pump_up_to_150C_PH | min_load | vintage-2050 | 0.25
Industry_heat_pump_up_to_150C_PH | planned_outage | vintage-2050 | 3.5
OCGT | annuity | vintage-2050 | 0.094393
OCGT | efficiency_full_load | vintage-2050 | 0.45
OCGT | interest_rate | vintage-2050 | 7
OCGT | lifetime_economic | vintage-2050 | 20
OCGT | lifetime_technical | vintage-2050 | 25
OCGT | min_load | vintage-2050 | 0.2
OCGT | planned_outage | vintage-2050 | 0.75
PEM_Electrolyzer | annuity | vintage-2050 | 0.1098
PEM_Electrolyzer | interest_rate | vintage-2050 | 7
PEM_Electrolyzer | lifetime_economic | vintage-2050 | 15
PEM_Electrolyzer | lifetime_technical | vintage-2050 | 15
PV_commercial_systems | annuity | vintage-2050 | 0.094393
PV_commercial_systems | efficiency_full_load | vintage-2050 | 1
PV_commercial_systems | efficiency_min_load | vintage-2050 | 1
PV_commercial_systems | interest_rate | vintage-2050 | 7
PV_commercial_systems | lifetime_economic | vintage-2050 | 20
PV_commercial_systems | lifetime_technical | vintage-2050 | 40
PV_residential | annuity | vintage-2050 | 0.094393
PV_residential | efficiency_full_load | vintage-2050 | 1
PV_residential | efficiency_min_load | vintage-2050 | 1
PV_residential | interest_rate | vintage-2050 | 7
PV_residential | lifetime_economic | vintage-2050 | 20
PV_residential | lifetime_technical | vintage-2050 | 40
PV_utility_systems | annuity | vintage-2050 | 0.094393
PV_utility_systems | efficiency_full_load | vintage-2050 | 1
PV_utility_systems | efficiency_min_load | vintage-2050 | 1
PV_utility_systems | interest_rate | vintage-2050 | 7
PV_utility_systems | lifetime_economic | vintage-2050 | 20
PV_utility_systems | lifetime_technical | vintage-2050 | 40
Power_to_Jet_Fuel | annuity | vintage-2050 | 0.094393
Power_to_Jet_Fuel | interest_rate | vintage-2050 | 7
Power_to_Jet_Fuel | lifetime_economic | vintage-2050 | 20
Power_to_Jet_Fuel | lifetime_technical | vintage-2050 | 25
Power_to_Jet_Fuel | planned_outage | vintage-2050 | 21
Solar_district_heating_DH | annuity | vintage-2050 | 0.094393
Solar_district_heating_DH | efficiency_full_load | vintage-2050 | 0.5
Solar_district_heating_DH | interest_rate | vintage-2050 | 7
Solar_district_heating_DH | lifetime_economic | vintage-2050 | 20
Solar_district_heating_DH | lifetime_technical | vintage-2050 | 30
Solar_district_heating_PH | annuity | vintage-2050 | 0.094393
Solar_district_heating_PH | efficiency_full_load | vintage-2050 | 0.5
Solar_district_heating_PH | interest_rate | vintage-2050 | 7
Solar_district_heating_PH | lifetime_economic | vintage-2050 | 20
Solar_district_heating_PH | lifetime_technical | vintage-2050 | 30
WTG_offshore | annuity | vintage-2050 | 0.094393
WTG_offshore | efficiency_full_load | vintage-2050 | 1
WTG_offshore | efficiency_min_load | vintage-2050 | 1
WTG_offshore | interest_rate | vintage-2050 | 7
WTG_offshore | lifetime_economic | vintage-2050 | 20
WTG_offshore | lifetime_technical | vintage-2050 | 30
WTG_onshore | annuity | vintage-2050 | 0.094393
WTG_onshore | efficiency_full_load | vintage-2050 | 1
WTG_onshore | efficiency_min_load | vintage-2050 | 1
WTG_onshore | interest_rate | vintage-2050 | 7
WTG_onshore | lifetime_economic | vintage-2050 | 20
WTG_onshore | lifetime_technical | vintage-2050 | 30
Wave_energy | annuity | vintage-2050 | 0.094393
Wave_energy | interest_rate | vintage-2050 | 7
Wave_energy | lifetime_economic | vintage-2050 | 20
Wave_energy | lifetime_technical | vintage-2050 | 30
CSP_Parabolic | annuity | vintage-2040 | 0.094393
CSP_Parabolic | interest_rate | vintage-2040 | 7
CSP_Parabolic | lifetime_economic | vintage-2040 | 20
CSP_Parabolic | lifetime_technical | vintage-2040 | 30
CSP_Tower | annuity | vintage-2040 | 0.094393
CSP_Tower | interest_rate | vintage-2040 | 7
CSP_Tower | lifetime_economic | vintage-2040 | 20
CSP_Tower | lifetime_technical | vintage-2040 | 30
Hydropower_ROR | annuity | vintage-2040 | 0.094393
Hydropower_ROR | interest_rate | vintage-2040 | 7
Hydropower_ROR | lifetime_economic | vintage-2040 | 20
Hydropower_ROR | lifetime_technical | vintage-2040 | 60
Hydropower_reservoir_large | annuity | vintage-2040 | 0.094393
Hydropower_reservoir_large | interest_rate | vintage-2040 | 7
Hydropower_reservoir_large | lifetime_economic | vintage-2040 | 20
Hydropower_reservoir_large | lifetime_technical | vintage-2040 | 60
Hydropower_reservoir_medium | annuity | vintage-2040 | 0.094393
Hydropower_reservoir_medium | interest_rate | vintage-2040 | 7
Hydropower_reservoir_medium | lifetime_economic | vintage-2040 | 20
Hydropower_reservoir_medium | lifetime_technical | vintage-2040 | 60
Hydropower_reservoir_small | annuity | vintage-2040 | 0.094393
Hydropower_reservoir_small | interest_rate | vintage-2040 | 7
Hydropower_reservoir_small | lifetime_economic | vintage-2040 | 20
Hydropower_reservoir_small | lifetime_technical | vintage-2040 | 60
Industry_heat_pump_excess_heat_70_35C_DH | annuity | vintage-2040 | 0.094393
Industry_heat_pump_excess_heat_70_35C_DH | efficiency_full_load | vintage-2040 | 5.3
Industry_heat_pump_excess_heat_70_35C_DH | interest_rate | vintage-2040 | 7
Industry_heat_pump_excess_heat_70_35C_DH | lifetime_economic | vintage-2040 | 20
Industry_heat_pump_excess_heat_70_35C_DH | lifetime_technical | vintage-2040 | 25
Industry_heat_pump_excess_heat_70_35C_DH | min_load | vintage-2040 | 0.25
Industry_heat_pump_excess_heat_70_35C_DH | planned_outage | vintage-2040 | 7
Industry_heat_pump_excess_heat_70_35C_PH | annuity | vintage-2040 | 0.094393
Industry_heat_pump_excess_heat_70_35C_PH | efficiency_full_load | vintage-2040 | 5.3
Industry_heat_pump_excess_heat_70_35C_PH | interest_rate | vintage-2040 | 7
Industry_heat_pump_excess_heat_70_35C_PH | lifetime_economic | vintage-2040 | 20
Industry_heat_pump_excess_heat_70_35C_PH | lifetime_technical | vintage-2040 | 25
Industry_heat_pump_excess_heat_70_35C_PH | min_load | vintage-2040 | 0.25
Industry_heat_pump_excess_heat_70_35C_PH | planned_outage | vintage-2040 | 7
Industry_heat_pump_geothermal_2km_80_40C_DH | annuity | vintage-2040 | 0.094393
Industry_heat_pump_geothermal_2km_80_40C_DH | efficiency_full_load | vintage-2040 | 8.87
Industry_heat_pump_geothermal_2km_80_40C_DH | interest_rate | vintage-2040 | 7
Industry_heat_pump_geothermal_2km_80_40C_DH | lifetime_economic | vintage-2040 | 20
Industry_heat_pump_geothermal_2km_80_40C_DH | lifetime_technical | vintage-2040 | 30
Industry_heat_pump_geothermal_2km_80_40C_DH | min_load | vintage-2040 | 0.2
Industry_heat_pump_geothermal_2km_80_40C_DH | planned_outage | vintage-2040 | 14
Industry_heat_pump_geothermal_2km_80_40C_PH | annuity | vintage-2040 | 0.094393
Industry_heat_pump_geothermal_2km_80_40C_PH | efficiency_full_load | vintage-2040 | 8.87
Industry_heat_pump_geothermal_2km_80_40C_PH | interest_rate | vintage-2040 | 7
Industry_heat_pump_geothermal_2km_80_40C_PH | lifetime_economic | vintage-2040 | 20
Industry_heat_pump_geothermal_2km_80_40C_PH | lifetime_technical | vintage-2040 | 30
Industry_heat_pump_geothermal_2km_80_40C_PH | min_load | vintage-2040 | 0.2
Industry_heat_pump_geothermal_2km_80_40C_PH | planned_outage | vintage-2040 | 14
Industry_heat_pump_geothermal_2km_absortion_80_40C_DH | annuity | vintage-2040 | 0.094393
Industry_heat_pump_geothermal_2km_absortion_80_40C_DH | efficiency_full_load | vintage-2040 | 3
Industry_heat_pump_geothermal_2km_absortion_80_40C_DH | interest_rate | vintage-2040 | 7
Industry_heat_pump_geothermal_2km_absortion_80_40C_DH | lifetime_economic | vintage-2040 | 20
Industry_heat_pump_geothermal_2km_absortion_80_40C_DH | lifetime_technical | vintage-2040 | 30
Industry_heat_pump_geothermal_2km_absortion_80_40C_DH | min_load | vintage-2040 | 0.2
Industry_heat_pump_geothermal_2km_absortion_80_40C_DH | planned_outage | vintage-2040 | 14
Industry_heat_pump_geothermal_2km_absortion_80_40C_PH | annuity | vintage-2040 | 0.094393
Industry_heat_pump_geothermal_2km_absortion_80_40C_PH | efficiency_full_load | vintage-2040 | 3
Industry_heat_pump_geothermal_2km_absortion_80_40C_PH | interest_rate | vintage-2040 | 7
Industry_heat_pump_geothermal_2km_absortion_80_40C_PH | lifetime_economic | vintage-2040 | 20
Industry_heat_pump_geothermal_2km_absortion_80_40C_PH | lifetime_technical | vintage-2040 | 30
Industry_heat_pump_geothermal_2km_absortion_80_40C_PH | min_load | vintage-2040 | 0.2
Industry_heat_pump_geothermal_2km_absortion_80_40C_PH | planned_outage | vintage-2040 | 14
Industry_heat_pump_seawater_80_40C_DH | annuity | vintage-2040 | 0.094393
Industry_heat_pump_seawater_80_40C_DH | efficiency_full_load | vintage-2040 | 3.5
Industry_heat_pump_seawater_80_40C_DH | interest_rate | vintage-2040 | 7
Industry_heat_pump_seawater_80_40C_DH | lifetime_economic | vintage-2040 | 20
Industry_heat_pump_seawater_80_40C_DH | lifetime_technical | vintage-2040 | 25
Industry_heat_pump_seawater_80_40C_DH | min_load | vintage-2040 | 0.25
Industry_heat_pump_seawater_80_40C_DH | planned_outage | vintage-2040 | 7
Industry_heat_pump_seawater_80_40C_PH | annuity | vintage-2040 | 0.094393
Industry_heat_pump_seawater_80_40C_PH | efficiency_full_load | vintage-2040 | 3.5
Industry_heat_pump_seawater_80_40C_PH | interest_rate | vintage-2040 | 7
Industry_heat_pump_seawater_80_40C_PH | lifetime_economic | vintage-2040 | 20
Industry_heat_pump_seawater_80_40C_PH | lifetime_technical | vintage-2040 | 25
Industry_heat_pump_seawater_80_40C_PH | min_load | vintage-2040 | 0.25
Industry_heat_pump_seawater_80_40C_PH | planned_outage | vintage-2040 | 7
Industry_heat_pump_up_to_150C_PH | annuity | vintage-2040 | 0.094393
Industry_heat_pump_up_to_150C_PH | efficiency_full_load | vintage-2040 | 3.2
Industry_heat_pump_up_to_150C_PH | interest_rate | vintage-2040 | 7
Industry_heat_pump_up_to_150C_PH | lifetime_economic | vintage-2040 | 20
Industry_heat_pump_up_to_150C_PH | lifetime_technical | vintage-2040 | 20
Industry_heat_pump_up_to_150C_PH | min_load | vintage-2040 | 0.25
Industry_heat_pump_up_to_150C_PH | planned_outage | vintage-2040 | 3.5
PV_utility_systems | annuity | vintage-2040 | 0.094393
PV_utility_systems | efficiency_full_load | vintage-2040 | 1
PV_utility_systems | efficiency_min_load | vintage-2040 | 1
PV_utility_systems | interest_rate | vintage-2040 | 7
PV_utility_systems | lifetime_economic | vintage-2040 | 20
PV_utility_systems | lifetime_technical | vintage-2040 | 40
WTG_offshore | annuity | vintage-2040 | 0.094393
WTG_offshore | efficiency_full_load | vintage-2040 | 1
WTG_offshore | efficiency_min_load | vintage-2040 | 1
WTG_offshore | interest_rate | vintage-2040 | 7
WTG_offshore | lifetime_economic | vintage-2040 | 20
WTG_offshore | lifetime_technical | vintage-2040 | 30
WTG_onshore | annuity | vintage-2040 | 0.094393
WTG_onshore | efficiency_full_load | vintage-2040 | 1
WTG_onshore | efficiency_min_load | vintage-2040 | 1
WTG_onshore | interest_rate | vintage-2040 | 7
WTG_onshore | lifetime_economic | vintage-2040 | 20
WTG_onshore | lifetime_technical | vintage-2040 | 30

## unit2030-none_traderes
technology | parameter | scenario | value
Biomass_CHP_wood_pellets_DH | annuity | vintage-2030 | 0.094393
Biomass_CHP_wood_pellets_DH | efficiency_full_load | vintage-2030 | 0.309
Biomass_CHP_wood_pellets_DH | interest_rate | vintage-2030 | 7
Biomass_CHP_wood_pellets_DH | lifetime_economic | vintage-2030 | 20
Biomass_CHP_wood_pellets_DH | lifetime_technical | vintage-2030 | 25
Biomass_CHP_wood_pellets_DH | min_load | vintage-2030 | 0.15
Biomass_CHP_wood_pellets_DH | planned_outage | vintage-2030 | 21
Biomass_CHP_wood_pellets_PH | annuity | vintage-2030 | 0.094393
Biomass_CHP_wood_pellets_PH | efficiency_full_load | vintage-2030 | 0.309
Biomass_CHP_wood_pellets_PH | interest_rate | vintage-2030 | 7
Biomass_CHP_wood_pellets_PH | lifetime_economic | vintage-2030 | 20
Biomass_CHP_wood_pellets_PH | lifetime_technical | vintage-2030 | 25
Biomass_CHP_wood_pellets_PH | min_load | vintage-2030 | 0.15
Biomass_CHP_wood_pellets_PH | planned_outage | vintage-2030 | 21
Building_electric_heater | annuity | vintage-2030 | 0
Building_electric_heater | efficiency_full_load | vintage-2030 | 1
Building_electric_heater | lifetime_technical | vintage-2030 | 30
Building_gas_heater | annuity | vintage-2030 | 0
Building_gas_heater | efficiency_full_load | vintage-2030 | 0.98
Building_gas_heater | lifetime_technical | vintage-2030 | 20
Building_heat_pump_air_to_air | annuity | vintage-2030 | 0
Building_heat_pump_air_to_air | efficiency_full_load | vintage-2030 | 4.1
Building_heat_pump_air_to_air | lifetime_technical | vintage-2030 | 12
Building_heat_pump_air_to_water | annuity | vintage-2030 | 0
Building_heat_pump_air_to_water | efficiency_full_load | vintage-2030 | 4.2
Building_heat_pump_air_to_water | lifetime_technical | vintage-2030 | 18
CCGT | annuity | vintage-2030 | 0.094393
CCGT | efficiency_full_load | vintage-2030 | 0.61
CCGT | interest_rate | vintage-2030 | 7
CCGT | lifetime_economic | vintage-2030 | 20
CCGT | lifetime_technical | vintage-2030 | 25
CCGT | min_load | vintage-2030 | 0.4
CCGT | planned_outage | vintage-2030 | 14
CCGT_CHP_backpressure_DH | annuity | vintage-2030 | 0.094393
CCGT_CHP_backpressure_DH | efficiency_full_load | vintage-2030 | 0.53
CCGT_CHP_backpressure_DH | interest_rate | vintage-2030 | 7
CCGT_CHP_backpressure_DH | lifetime_economic | vintage-2030 | 20
CCGT_CHP_backpressure_DH | lifetime_technical | vintage-2030 | 25
CCGT_CHP_backpressure_DH | min_load | vintage-2030 | 0.4
CCGT_CHP_backpressure_DH | planned_outage | vintage-2030 | 14
CCGT_CHP_backpressure_PH | annuity | vintage-2030 | 0.094393
CCGT_CHP_backpressure_PH | efficiency_full_load | vintage-2030 | 0.53
CCGT_CHP_backpressure_PH | interest_rate | vintage-2030 | 7
CCGT_CHP_backpressure_PH | lifetime_economic | vintage-2030 | 20
CCGT_CHP_backpressure_PH | lifetime_technical | vintage-2030 | 25
CCGT_CHP_backpressure_PH | min_load | vintage-2030 | 0.4
CCGT_CHP_backpressure_PH | planned_outage | vintage-2030 | 14
CSP_Parabolic | annuity | vintage-2030 | 0.094393
CSP_Parabolic | interest_rate | vintage-2030 | 7
CSP_Parabolic | lifetime_economic | vintage-2030 | 20
CSP_Parabolic | lifetime_technical | vintage-2030 | 30
CSP_Tower | annuity | vintage-2030 | 0.094393
CSP_Tower | interest_rate | vintage-2030 | 7
CSP_Tower | lifetime_economic | vintage-2030 | 20
CSP_Tower | lifetime_technical | vintage-2030 | 30
Gasifier_and_methanation | annuity | vintage-2030 | 0.094393
Gasifier_and_methanation | interest_rate | vintage-2030 | 7
Gasifier_and_methanation | lifetime_economic | vintage-2030 | 20
Gasifier_and_methanation | lifetime_technical | vintage-2030 | 20
Gasifier_and_methanation | planned_outage | vintage-2030 | 21
Hydropower_ROR | annuity | vintage-2030 | 0.094393
Hydropower_ROR | interest_rate | vintage-2030 | 7
Hydropower_ROR | lifetime_economic | vintage-2030 | 20
Hydropower_ROR | lifetime_technical | vintage-2030 | 60
Hydropower_reservoir_large | annuity | vintage-2030 | 0.094393
Hydropower_reservoir_large | interest_rate | vintage-2030 | 7
Hydropower_reservoir_large | lifetime_economic | vintage-2030 | 20
Hydropower_reservoir_large | lifetime_technical | vintage-2030 | 60
Hydropower_reservoir_medium | annuity | vintage-2030 | 0.094393
Hydropower_reservoir_medium | interest_rate | vintage-2030 | 7
Hydropower_reservoir_medium | lifetime_economic | vintage-2030 | 20
Hydropower_reservoir_medium | lifetime_technical | vintage-2030 | 60
Hydropower_reservoir_small | annuity | vintage-2030 | 0.094393
Hydropower_reservoir_small | interest_rate | vintage-2030 | 7
Hydropower_reservoir_small | lifetime_economic | vintage-2030 | 20
Hydropower_reservoir_small | lifetime_technical | vintage-2030 | 60
Industry_biomass_boiler_DH | annuity | vintage-2030 | 0.094393
Industry_biomass_boiler_DH | efficiency_full_load | vintage-2030 | 1.012
Industry_biomass_boiler_DH | interest_rate | vintage-2030 | 7
Industry_biomass_boiler_DH | lifetime_economic | vintage-2030 | 20
Industry_biomass_boiler_DH | lifetime_technical | vintage-2030 | 25
Industry_biomass_boiler_DH | min_load | vintage-2030 | 0.4
Industry_biomass_boiler_DH | planned_outage | vintage-2030 | 21
Industry_biomass_boiler_PH | annuity | vintage-2030 | 0.094393
Industry_biomass_boiler_PH | efficiency_full_load | vintage-2030 | 1.012
Industry_biomass_boiler_PH | interest_rate | vintage-2030 | 7
Industry_biomass_boiler_PH | lifetime_economic | vintage-2030 | 20
Industry_biomass_boiler_PH | lifetime_technical | vintage-2030 | 25
Industry_biomass_boiler_PH | min_load | vintage-2030 | 0.4
Industry_biomass_boiler_PH | planned_outage | vintage-2030 | 21
Industry_electric_heater_DH | annuity | vintage-2030 | 0.094393
Industry_electric_heater_DH | efficiency_full_load | vintage-2030 | 0.99
Industry_electric_heater_DH | interest_rate | vintage-2030 | 7
Industry_electric_heater_DH | lifetime_economic | vintage-2030 | 20
Industry_electric_heater_DH | lifetime_technical | vintage-2030 | 20
Industry_electric_heater_DH | min_load | vintage-2030 | 0.05
Industry_electric_heater_DH | planned_outage | vintage-2030 | 1
Industry_electric_heater_PH | annuity | vintage-2030 | 0.094393
Industry_electric_heater_PH | efficiency_full_load | vintage-2030 | 0.99
Industry_electric_heater_PH | interest_rate | vintage-2030 | 7
Industry_electric_heater_PH | lifetime_economic | vintage-2030 | 20
Industry_electric_heater_PH | lifetime_technical | vintage-2030 | 20
Industry_electric_heater_PH | min_load | vintage-2030 | 0.05
Industry_electric_heater_PH | planned_outage | vintage-2030 | 1
Industry_gas_heater_DH | annuity | vintage-2030 | 0.094393
Industry_gas_heater_DH | efficiency_full_load | vintage-2030 | 1.06
Industry_gas_heater_DH | interest_rate | vintage-2030 | 7
Industry_gas_heater_DH | lifetime_economic | vintage-2030 | 20
Industry_gas_heater_DH | lifetime_technical | vintage-2030 | 25
Industry_gas_heater_DH | min_load | vintage-2030 | 0.15
Industry_gas_heater_DH | planned_outage | vintage-2030 | 2.8
Industry_gas_heater_PH | annuity | vintage-2030 | 0.094393
Industry_gas_heater_PH | efficiency_full_load | vintage-2030 | 1.06
Industry_gas_heater_PH | interest_rate | vintage-2030 | 7
Industry_gas_heater_PH | lifetime_economic | vintage-2030 | 20
Industry_gas_heater_PH | lifetime_technical | vintage-2030 | 25
Industry_gas_heater_PH | min_load | vintage-2030 | 0.15
Industry_gas_heater_PH | planned_outage | vintage-2030 | 2.8
Industry_heat_pump_excess_heat_70_35C_DH | annuity | vintage-2030 | 0.094393
Industry_heat_pump_excess_heat_70_35C_DH | efficiency_full_load | vintage-2030 | 5.2
Industry_heat_pump_excess_heat_70_35C_DH | interest_rate | vintage-2030 | 7
Industry_heat_pump_excess_heat_70_35C_DH | lifetime_economic | vintage-2030 | 20
Industry_heat_pump_excess_heat_70_35C_DH | lifetime_technical | vintage-2030 | 25
Industry_heat_pump_excess_heat_70_35C_DH | min_load | vintage-2030 | 0.25
Industry_heat_pump_excess_heat_70_35C_DH | planned_outage | vintage-2030 | 7
Industry_heat_pump_excess_heat_70_35C_PH | annuity | vintage-2030 | 0.094393
Industry_heat_pump_excess_heat_70_35C_PH | efficiency_full_load | vintage-2030 | 5.2
Industry_heat_pump_excess_heat_70_35C_PH | interest_rate | vintage-2030 | 7
Industry_heat_pump_excess_heat_70_35C_PH | lifetime_economic | vintage-2030 | 20
Industry_heat_pump_excess_heat_70_35C_PH | lifetime_technical | vintage-2030 | 25
Industry_heat_pump_excess_heat_70_35C_PH | min_load | vintage-2030 | 0.25
Industry_heat_pump_excess_heat_70_35C_PH | planned_outage | vintage-2030 | 7
Industry_heat_pump_geothermal_2km_80_40C_DH | annuity | vintage-2030 | 0.094393
Industry_heat_pump_geothermal_2km_80_40C_DH | efficiency_full_load | vintage-2030 | 8.66
Industry_heat_pump_geothermal_2km_80_40C_DH | interest_rate | vintage-2030 | 7
Industry_heat_pump_geothermal_2km_80_40C_DH | lifetime_economic | vintage-2030 | 20
Industry_heat_pump_geothermal_2km_80_40C_DH | lifetime_technical | vintage-2030 | 30
Industry_heat_pump_geothermal_2km_80_40C_DH | min_load | vintage-2030 | 0.2
Industry_heat_pump_geothermal_2km_80_40C_DH | planned_outage | vintage-2030 | 14
Industry_heat_pump_geothermal_2km_80_40C_PH | annuity | vintage-2030 | 0.094393
Industry_heat_pump_geothermal_2km_80_40C_PH | efficiency_full_load | vintage-2030 | 8.66
Industry_heat_pump_geothermal_2km_80_40C_PH | interest_rate | vintage-2030 | 7
Industry_heat_pump_geothermal_2km_80_40C_PH | lifetime_economic | vintage-2030 | 20
Industry_heat_pump_geothermal_2km_80_40C_PH | lifetime_technical | vintage-2030 | 30
Industry_heat_pump_geothermal_2km_80_40C_PH | min_load | vintage-2030 | 0.2
Industry_heat_pump_geothermal_2km_80_40C_PH | planned_outage | vintage-2030 | 14
Industry_heat_pump_geothermal_2km_absortion_80_40C_DH | annuity | vintage-2030 | 0.094393
Industry_heat_pump_geothermal_2km_absortion_80_40C_DH | efficiency_full_load | vintage-2030 | 2.98
Industry_heat_pump_geothermal_2km_absortion_80_40C_DH | interest_rate | vintage-2030 | 7
Industry_heat_pump_geothermal_2km_absortion_80_40C_DH | lifetime_economic | vintage-2030 | 20
Industry_heat_pump_geothermal_2km_absortion_80_40C_DH | lifetime_technical | vintage-2030 | 30
Industry_heat_pump_geothermal_2km_absortion_80_40C_DH | min_load | vintage-2030 | 0.2
Industry_heat_pump_geothermal_2km_absortion_80_40C_DH | planned_outage | vintage-2030 | 14
Industry_heat_pump_geothermal_2km_absortion_80_40C_PH | annuity | vintage-2030 | 0.094393
Industry_heat_pump_geothermal_2km_absortion_80_40C_PH | efficiency_full_load | vintage-2030 | 2.98
Industry_heat_pump_geothermal_2km_absortion_80_40C_PH | interest_rate | vintage-2030 | 7
Industry_heat_pump_geothermal_2km_absortion_80_40C_PH | lifetime_economic | vintage-2030 | 20
Industry_heat_pump_geothermal_2km_absortion_80_40C_PH | lifetime_technical | vintage-2030 | 30
Industry_heat_pump_geothermal_2km_absortion_80_40C_PH | min_load | vintage-2030 | 0.2
Industry_heat_pump_geothermal_2km_absortion_80_40C_PH | planned_outage | vintage-2030 | 14
Industry_heat_pump_seawater_80_40C_DH | annuity | vintage-2030 | 0.094393
Industry_heat_pump_seawater_80_40C_DH | efficiency_full_load | vintage-2030 | 3.4
Industry_heat_pump_seawater_80_40C_DH | interest_rate | vintage-2030 | 7
Industry_heat_pump_seawater_80_40C_DH | lifetime_economic | vintage-2030 | 20
Industry_heat_pump_seawater_80_40C_DH | lifetime_technical | vintage-2030 | 25
Industry_heat_pump_seawater_80_40C_DH | min_load | vintage-2030 | 0.25
Industry_heat_pump_seawater_80_40C_DH | planned_outage | vintage-2030 | 7
Industry_heat_pump_seawater_80_40C_PH | annuity | vintage-2030 | 0.094393
Industry_heat_pump_seawater_80_40C_PH | efficiency_full_load | vintage-2030 | 3.4
Industry_heat_pump_seawater_80_40C_PH | interest_rate | vintage-2030 | 7
Industry_heat_pump_seawater_80_40C_PH | lifetime_economic | vintage-2030 | 20
Industry_heat_pump_seawater_80_40C_PH | lifetime_technical | vintage-2030 | 25
Industry_heat_pump_seawater_80_40C_PH | min_load | vintage-2030 | 0.25
Industry_heat_pump_seawater_80_40C_PH | planned_outage | vintage-2030 | 7
Industry_heat_pump_up_to_150C_PH | annuity | vintage-2030 | 0.094393
Industry_heat_pump_up_to_150C_PH | efficiency_full_load | vintage-2030 | 3.1
Industry_heat_pump_up_to_150C_PH | interest_rate | vintage-2030 | 7
Industry_heat_pump_up_to_150C_PH | lifetime_economic | vintage-2030 | 20
Industry_heat_pump_up_to_150C_PH | lifetime_technical | vintage-2030 | 20
Industry_heat_pump_up_to_150C_PH | min_load | vintage-2030 | 0.25
Industry_heat_pump_up_to_150C_PH | planned_outage | vintage-2030 | 3.5
OCGT | annuity | vintage-2030 | 0.094393
OCGT | efficiency_full_load | vintage-2030 | 0.43
OCGT | interest_rate | vintage-2030 | 7
OCGT | lifetime_economic | vintage-2030 | 20
OCGT | lifetime_technical | vintage-2030 | 25
OCGT | min_load | vintage-2030 | 0.2
OCGT | planned_outage | vintage-2030 | 0.75
PEM_Electrolyzer | annuity | vintage-2030 | 0.1098
PEM_Electrolyzer | interest_rate | vintage-2030 | 7
PEM_Electrolyzer | lifetime_economic | vintage-2030 | 15
PEM_Electrolyzer | lifetime_technical | vintage-2030 | 15
PV_commercial_systems | annuity | vintage-2030 | 0.094393
PV_commercial_systems | efficiency_full_load | vintage-2030 | 1
PV_commercial_systems | efficiency_min_load | vintage-2030 | 1
PV_commercial_systems | interest_rate | vintage-2030 | 7
PV_commercial_systems | lifetime_economic | vintage-2030 | 20
PV_commercial_systems | lifetime_technical | vintage-2030 | 40
PV_residential | annuity | vintage-2030 | 0.094393
PV_residential | efficiency_full_load | vintage-2030 | 1
PV_residential | efficiency_min_load | vintage-2030 | 1
PV_residential | interest_rate | vintage-2030 | 7
PV_residential | lifetime_economic | vintage-2030 | 20
PV_residential | lifetime_technical | vintage-2030 | 40
PV_utility_systems | annuity | vintage-2030 | 0.094393
PV_utility_systems | efficiency_full_load | vintage-2030 | 1
PV_utility_systems | efficiency_min_load | vintage-2030 | 1
PV_utility_systems | interest_rate | vintage-2030 | 7
PV_utility_systems | lifetime_economic | vintage-2030 | 20
PV_utility_systems | lifetime_technical | vintage-2030 | 40
Solar_district_heating_DH | annuity | vintage-2030 | 0.094393
Solar_district_heating_DH | efficiency_full_load | vintage-2030 | 0.48
Solar_district_heating_DH | interest_rate | vintage-2030 | 7
Solar_district_heating_DH | lifetime_economic | vintage-2030 | 20
Solar_district_heating_DH | lifetime_technical | vintage-2030 | 30
Solar_district_heating_PH | annuity | vintage-2030 | 0.094393
Solar_district_heating_PH | efficiency_full_load | vintage-2030 | 0.48
Solar_district_heating_PH | interest_rate | vintage-2030 | 7
Solar_district_heating_PH | lifetime_economic | vintage-2030 | 20
Solar_district_heating_PH | lifetime_technical | vintage-2030 | 30
WTG_offshore | annuity | vintage-2030 | 0.094393
WTG_offshore | efficiency_full_load | vintage-2030 | 1
WTG_offshore | efficiency_min_load | vintage-2030 | 1
WTG_offshore | interest_rate | vintage-2030 | 7
WTG_offshore | lifetime_economic | vintage-2030 | 20
WTG_offshore | lifetime_technical | vintage-2030 | 30
WTG_onshore | annuity | vintage-2030 | 0.094393
WTG_onshore | efficiency_full_load | vintage-2030 | 1
WTG_onshore | efficiency_min_load | vintage-2030 | 1
WTG_onshore | interest_rate | vintage-2030 | 7
WTG_onshore | lifetime_economic | vintage-2030 | 20
WTG_onshore | lifetime_technical | vintage-2030 | 30
Wave_energy | annuity | vintage-2030 | 0.094393
Wave_energy | interest_rate | vintage-2030 | 7
Wave_energy | lifetime_economic | vintage-2030 | 20
Wave_energy | lifetime_technical | vintage-2030 | 25
CCS | annuity | vintage-none | 0.094393
CCS | interest_rate | vintage-none | 7
CCS | lifetime_economic | vintage-none | 20
Industry_nuclear_heater_DH | annuity | vintage-none | 0.094393
Industry_nuclear_heater_DH | efficiency_full_load | vintage-none | 1
Industry_nuclear_heater_DH | interest_rate | vintage-none | 7
Industry_nuclear_heater_DH | lifetime_economic | vintage-none | 20
Industry_nuclear_heater_DH | min_down_time | vintage-none | 24
Industry_nuclear_heater_DH | min_load | vintage-none | 0.4
Industry_nuclear_heater_DH | min_up_time | vintage-none | 24
Industry_nuclear_heater_PH | annuity | vintage-none | 0.094393
Industry_nuclear_heater_PH | efficiency_full_load | vintage-none | 1
Industry_nuclear_heater_PH | interest_rate | vintage-none | 7
Industry_nuclear_heater_PH | lifetime_economic | vintage-none | 20
Industry_nuclear_heater_PH | min_down_time | vintage-none | 24
Industry_nuclear_heater_PH | min_load | vintage-none | 0.4
Industry_nuclear_heater_PH | min_up_time | vintage-none | 24
Nuclear | annuity | vintage-none | 0.094393
Nuclear | efficiency_full_load | vintage-none | 0.285
Nuclear | interest_rate | vintage-none | 7
Nuclear | lifetime_economic | vintage-none | 20
Nuclear | min_down_time | vintage-none | 24
Nuclear | min_load | vintage-none | 0.4
Nuclear | min_up_time | vintage-none | 24
Nuclear_CHP_DH | annuity | vintage-none | 0.094393
Nuclear_CHP_DH | efficiency_full_load | vintage-none | 0.00225
Nuclear_CHP_DH | interest_rate | vintage-none | 7
Nuclear_CHP_DH | lifetime_economic | vintage-none | 20
Nuclear_CHP_DH | min_down_time | vintage-none | 24
Nuclear_CHP_DH | min_load | vintage-none | 0.4
Nuclear_CHP_DH | min_up_time | vintage-none | 24
Nuclear_CHP_PH | annuity | vintage-none | 0.094393
Nuclear_CHP_PH | efficiency_full_load | vintage-none | 0.00225
Nuclear_CHP_PH | interest_rate | vintage-none | 7
Nuclear_CHP_PH | lifetime_economic | vintage-none | 20
Nuclear_CHP_PH | min_down_time | vintage-none | 24
Nuclear_CHP_PH | min_load | vintage-none | 0.4
Nuclear_CHP_PH | min_up_time | vintage-none | 24

## pivot1_2030
Sum of value | Column Labels
Row Labels | annuity | efficiency_full_load | efficiency_min_load | interest_rate | lifetime_economic | lifetime_technical | min_down_time | min_load | min_up_time | planned_outage | Grand Total
Biomass_CHP_wood_pellets_DH | 0.094393 | 0.309 |  | 7 | 20 | 25 |  | 0.15 |  | 21 | 73.5534
Biomass_CHP_wood_pellets_PH | 0.094393 | 0.309 |  | 7 | 20 | 25 |  | 0.15 |  | 21 | 73.5534
Building_electric_heater | 0 | 1 |  |  |  | 30 |  |  |  |  | 31
Building_gas_heater | 0 | 0.98 |  |  |  | 20 |  |  |  |  | 20.98
Building_heat_pump_air_to_air | 0 | 4.1 |  |  |  | 12 |  |  |  |  | 16.1
Building_heat_pump_air_to_water | 0 | 4.2 |  |  |  | 18 |  |  |  |  | 22.2
CCGT | 0.094393 | 0.61 |  | 7 | 20 | 25 |  | 0.4 |  | 14 | 67.1044
CCGT_CHP_backpressure_DH | 0.094393 | 0.53 |  | 7 | 20 | 25 |  | 0.4 |  | 14 | 67.0244
CCGT_CHP_backpressure_PH | 0.094393 | 0.53 |  | 7 | 20 | 25 |  | 0.4 |  | 14 | 67.0244
CCS | 0.094393 |  |  | 7 | 20 | [5 empty] | 27.0944
CSP_Parabolic | 0.094393 |  |  | 7 | 20 | 30 |  |  |  |  | 57.0944
CSP_Tower | 0.094393 |  |  | 7 | 20 | 30 |  |  |  |  | 57.0944
Gasifier_and_methanation | 0.094393 |  |  | 7 | 20 | 20 |  |  |  | 21 | 68.0944
Hydropower_reservoir_large | 0.094393 |  |  | 7 | 20 | 60 |  |  |  |  | 87.0944
Hydropower_reservoir_medium | 0.094393 |  |  | 7 | 20 | 60 |  |  |  |  | 87.0944
Hydropower_reservoir_small | 0.094393 |  |  | 7 | 20 | 60 |  |  |  |  | 87.0944
Hydropower_ROR | 0.094393 |  |  | 7 | 20 | 60 |  |  |  |  | 87.0944
Industry_biomass_boiler_DH | 0.094393 | 1.012 |  | 7 | 20 | 25 |  | 0.4 |  | 21 | 74.5064
Industry_biomass_boiler_PH | 0.094393 | 1.012 |  | 7 | 20 | 25 |  | 0.4 |  | 21 | 74.5064
Industry_electric_heater_DH | 0.094393 | 0.99 |  | 7 | 20 | 20 |  | 0.05 |  | 1 | 49.1344
Industry_electric_heater_PH | 0.094393 | 0.99 |  | 7 | 20 | 20 |  | 0.05 |  | 1 | 49.1344
Industry_gas_heater_DH | 0.094393 | 1.06 |  | 7 | 20 | 25 |  | 0.15 |  | 2.8 | 56.1044
Industry_gas_heater_PH | 0.094393 | 1.06 |  | 7 | 20 | 25 |  | 0.15 |  | 2.8 | 56.1044
Industry_heat_pump_excess_heat_70_35C_DH | 0.094393 | 5.2 |  | 7 | 20 | 25 |  | 0.25 |  | 7 | 64.5444
Industry_heat_pump_excess_heat_70_35C_PH | 0.094393 | 5.2 |  | 7 | 20 | 25 |  | 0.25 |  | 7 | 64.5444
Industry_heat_pump_geothermal_2km_80_40C_DH | 0.094393 | 8.66 |  | 7 | 20 | 30 |  | 0.2 |  | 14 | 79.9544
Industry_heat_pump_geothermal_2km_80_40C_PH | 0.094393 | 8.66 |  | 7 | 20 | 30 |  | 0.2 |  | 14 | 79.9544
Industry_heat_pump_geothermal_2km_absortion_80_40C_DH | 0.094393 | 2.98 |  | 7 | 20 | 30 |  | 0.2 |  | 14 | 74.2744
Industry_heat_pump_geothermal_2km_absortion_80_40C_PH | 0.094393 | 2.98 |  | 7 | 20 | 30 |  | 0.2 |  | 14 | 74.2744
Industry_heat_pump_seawater_80_40C_DH | 0.094393 | 3.4 |  | 7 | 20 | 25 |  | 0.25 |  | 7 | 62.7444
Industry_heat_pump_seawater_80_40C_PH | 0.094393 | 3.4 |  | 7 | 20 | 25 |  | 0.25 |  | 7 | 62.7444
Industry_heat_pump_up_to_150C_PH | 0.094393 | 3.1 |  | 7 | 20 | 20 |  | 0.25 |  | 3.5 | 53.9444
Industry_nuclear_heater_DH | 0.094393 | 1 |  | 7 | 20 |  | 24 | 0.4 | 24 |  | 76.4944
Industry_nuclear_heater_PH | 0.094393 | 1 |  | 7 | 20 |  | 24 | 0.4 | 24 |  | 76.4944
Nuclear | 0.094393 | 0.285 |  | 7 | 20 |  | 24 | 0.4 | 24 |  | 75.7794
Nuclear_CHP_DH | 0.094393 | 0.00225 |  | 7 | 20 |  | 24 | 0.4 | 24 |  | 75.4966
Nuclear_CHP_PH | 0.094393 | 0.00225 |  | 7 | 20 |  | 24 | 0.4 | 24 |  | 75.4966
OCGT | 0.094393 | 0.43 |  | 7 | 20 | 25 |  | 0.2 |  | 0.75 | 53.4744
PEM_Electrolyzer | 0.1098 |  |  | 7 | 15 | 15 |  |  |  |  | 37.1098
PV_commercial_systems | 0.094393 | 1 | 1 | 7 | 20 | 40 |  |  |  |  | 69.0944
PV_residential | 0.094393 | 1 | 1 | 7 | 20 | 40 |  |  |  |  | 69.0944
PV_utility_systems | 0.094393 | 1 | 1 | 7 | 20 | 40 |  |  |  |  | 69.0944
Solar_district_heating_DH | 0.094393 | 0.48 |  | 7 | 20 | 30 |  |  |  |  | 57.5744
Solar_district_heating_PH | 0.094393 | 0.48 |  | 7 | 20 | 30 |  |  |  |  | 57.5744
Wave_energy | 0.094393 |  |  | 7 | 20 | 25 |  |  |  |  | 52.0944
WTG_offshore | 0.094393 | 1 | 1 | 7 | 20 | 30 |  |  |  |  | 59.0944
WTG_onshore | 0.094393 | 1 | 1 | 7 | 20 | 30 |  |  |  |  | 59.0944
Grand Total | 4.0743 | 70.9515 | 5 | 301 | 855 | 1210 | 120 | 6.95 | 120 | 242.85 | 2935.8258

## grid__node__unit__io
product | technology | io | parameter | scenario | value
CO2_captured | CCS | output | subunit_capacity | vintage-none | 0.9
CO2_captured | CCS | output | vom_cost | vintage-none | 21
CO2_captured | Hydrogen_to_Jet_Fuel | input | subunit_capacity | vintage-none | 3.3
CO2_captured | Power_to_Jet_Fuel | input | subunit_capacity | vintage-none | 3.3
CO2_emission | CCS | input | subunit_capacity | vintage-none | 1
CO2_emission | CCS | output | subunit_capacity | vintage-none | 0.1
bioliquids | FT_process | output | fom_cost | vintage-none | 104000
bioliquids | FT_process | output | investment_cost | vintage-none | 3460000
bioliquids | FT_process | output | subunit_capacity | vintage-none | 225
bioliquids | FT_process | output | vom_cost | vintage-none | 1.063
biomethane | Gasifier_and_methanation | output | subunit_capacity | vintage-2030 | 252
biomethane | Gasifier_and_methanation | output | subunit_capacity | vintage-2050 | 280
building_heating | Building_electric_heater | output | subunit_capacity | vintage-none | 0.003
building_heating | Building_gas_heater | output | subunit_capacity | vintage-none | 0.01
building_heating | Building_heat_pump_air_to_air | output | subunit_capacity | vintage-none | 0.006
building_heating | Building_heat_pump_air_to_water | output | subunit_capacity | vintage-none | 0.01
collectable_residues | FT_process | input | subunit_capacity | vintage-none | 755.0336
collectable_residues | Gasifier_and_methanation | input | fom_cost | vintage-2030 | 26200
collectable_residues | Gasifier_and_methanation | input | fom_cost | vintage-2050 | 24100
collectable_residues | Gasifier_and_methanation | input | investment_cost | vintage-2030 | 1600000
collectable_residues | Gasifier_and_methanation | input | investment_cost | vintage-2050 | 1500000
collectable_residues | Gasifier_and_methanation | input | subunit_capacity | vintage-none | 400
collectable_residues | Gasifier_and_methanation | input | vom_cost | vintage-2030 | 1.7
collectable_residues | Gasifier_and_methanation | input | vom_cost | vintage-2050 | 1.6
district_heating | Biomass_CHP_wood_pellets_DH | output | subunit_capacity | vintage-2030 | 54.04
district_heating | Biomass_CHP_wood_pellets_DH | output | subunit_capacity | vintage-2050 | 54.4
district_heating | Industry_biomass_boiler_DH | output | fom_cost | vintage-2030 | 31000
district_heating | Industry_biomass_boiler_DH | output | fom_cost | vintage-2050 | 27900
district_heating | Industry_biomass_boiler_DH | output | investment_cost | vintage-2030 | 680000
district_heating | Industry_biomass_boiler_DH | output | investment_cost | vintage-2050 | 610000
district_heating | Industry_biomass_boiler_DH | output | subunit_capacity | vintage-none | 6.1
district_heating | Industry_biomass_boiler_DH | output | vom_cost | vintage-2030 | 2.62
district_heating | Industry_biomass_boiler_DH | output | vom_cost | vintage-2050 | 2.95
district_heating | Industry_electric_heater_DH | output | fom_cost | vintage-2030 | 1020
district_heating | Industry_electric_heater_DH | output | fom_cost | vintage-2050 | 920
district_heating | Industry_electric_heater_DH | output | investment_cost | vintage-none | 60000
district_heating | Industry_electric_heater_DH | output | subunit_capacity | vintage-none | 10
district_heating | Industry_electric_heater_DH | output | vom_cost | vintage-none | 1
district_heating | Industry_gas_heater_DH | output | fom_cost | vintage-2030 | 1900
district_heating | Industry_gas_heater_DH | output | fom_cost | vintage-2050 | 1700
district_heating | Industry_gas_heater_DH | output | investment_cost | vintage-none | 50000
district_heating | Industry_gas_heater_DH | output | subunit_capacity | vintage-none | 5.25
district_heating | Industry_gas_heater_DH | output | vom_cost | vintage-none | 1
district_heating | Industry_heat_pump_excess_heat_70_35C_DH | output | fom_cost | vintage-none | 2000
district_heating | Industry_heat_pump_excess_heat_70_35C_DH | output | investment_cost | vintage-none | 570000
district_heating | Industry_heat_pump_excess_heat_70_35C_DH | output | start_cost | vintage-none | 10
district_heating | Industry_heat_pump_excess_heat_70_35C_DH | output | subunit_capacity | vintage-none | 10
district_heating | Industry_heat_pump_excess_heat_70_35C_DH | output | vom_cost | vintage-2030 | 2.01
district_heating | Industry_heat_pump_excess_heat_70_35C_DH | output | vom_cost | vintage-2040 | 2.09
district_heating | Industry_heat_pump_excess_heat_70_35C_DH | output | vom_cost | vintage-2050 | 1.69
district_heating | Industry_heat_pump_geothermal_2km_80_40C_DH | output | fom_cost | vintage-2030 | 22500
district_heating | Industry_heat_pump_geothermal_2km_80_40C_DH | output | fom_cost | vintage-2040 | 21800
district_heating | Industry_heat_pump_geothermal_2km_80_40C_DH | output | fom_cost | vintage-2050 | 21100
district_heating | Industry_heat_pump_geothermal_2km_80_40C_DH | output | investment_cost | vintage-2030 | 2690000
district_heating | Industry_heat_pump_geothermal_2km_80_40C_DH | output | investment_cost | vintage-2040 | 2610000
district_heating | Industry_heat_pump_geothermal_2km_80_40C_DH | output | investment_cost | vintage-2050 | 2530000
district_heating | Industry_heat_pump_geothermal_2km_80_40C_DH | output | subunit_capacity | vintage-2030 | 13.1
district_heating | Industry_heat_pump_geothermal_2km_80_40C_DH | output | subunit_capacity | vintage-2040 | 13.1
district_heating | Industry_heat_pump_geothermal_2km_80_40C_DH | output | subunit_capacity | vintage-2050 | 13
district_heating | Industry_heat_pump_geothermal_2km_80_40C_DH | output | vom_cost | vintage-2030 | 4.6
district_heating | Industry_heat_pump_geothermal_2km_80_40C_DH | output | vom_cost | vintage-2040 | 4.6
district_heating | Industry_heat_pump_geothermal_2km_80_40C_DH | output | vom_cost | vintage-2050 | 4.3
district_heating | Industry_heat_pump_geothermal_2km_absortion_80_40C_DH | output | fom_cost | vintage-2030 | 16300
district_heating | Industry_heat_pump_geothermal_2km_absortion_80_40C_DH | output | fom_cost | vintage-2040 | 15800
district_heating | Industry_heat_pump_geothermal_2km_absortion_80_40C_DH | output | fom_cost | vintage-2050 | 15300
district_heating | Industry_heat_pump_geothermal_2km_absortion_80_40C_DH | output | investment_cost | vintage-2030 | 1970000
district_heating | Industry_heat_pump_geothermal_2km_absortion_80_40C_DH | output | investment_cost | vintage-2040 | 1910000
district_heating | Industry_heat_pump_geothermal_2km_absortion_80_40C_DH | output | investment_cost | vintage-2050 | 1850000
district_heating | Industry_heat_pump_geothermal_2km_absortion_80_40C_DH | output | subunit_capacity | vintage-2030 | 17.4
district_heating | Industry_heat_pump_geothermal_2km_absortion_80_40C_DH | output | subunit_capacity | vintage-2040 | 17.4
district_heating | Industry_heat_pump_geothermal_2km_absortion_80_40C_DH | output | subunit_capacity | vintage-2050 | 17.3
district_heating | Industry_heat_pump_geothermal_2km_absortion_80_40C_DH | output | vom_cost | vintage-2030 | 2.9
district_heating | Industry_heat_pump_geothermal_2km_absortion_80_40C_DH | output | vom_cost | vintage-2040 | 2.9
district_heating | Industry_heat_pump_geothermal_2km_absortion_80_40C_DH | output | vom_cost | vintage-2050 | 2.8
district_heating | Industry_heat_pump_seawater_80_40C_DH | output | fom_cost | vintage-none | 4000
district_heating | Industry_heat_pump_seawater_80_40C_DH | output | investment_cost | vintage-none | 380000
district_heating | Industry_heat_pump_seawater_80_40C_DH | output | start_cost | vintage-none | 10
district_heating | Industry_heat_pump_seawater_80_40C_DH | output | subunit_capacity | vintage-none | 20
district_heating | Industry_heat_pump_seawater_80_40C_DH | output | vom_cost | vintage-2030 | 1.51
district_heating | Industry_heat_pump_seawater_80_40C_DH | output | vom_cost | vintage-2040 | 1.59
district_heating | Industry_heat_pump_seawater_80_40C_DH | output | vom_cost | vintage-2050 | 1.67
district_heating | Industry_nuclear_heater_DH | output | fom_cost | vintage-none | 28000
district_heating | Industry_nuclear_heater_DH | output | investment_cost | vintage-none | 1000000
district_heating | Industry_nuclear_heater_DH | output | ramp_limit | vintage-none | 0.0066667
district_heating | Industry_nuclear_heater_DH | output | subunit_capacity | vintage-none | 200
district_heating | Industry_nuclear_heater_DH | output | vom_cost | vintage-none | 1.2
district_heating | Nuclear_CHP_DH | output | subunit_capacity | vintage-none | 50
district_heating | Nuclear_CHP_DH | output | vom_cost | vintage-none | 1.2
district_heating | Solar_district_heating_DH | output | fom_cost | vintage-none | 0.04
district_heating | Solar_district_heating_DH | output | investment_cost | vintage-2030 | 180000
district_heating | Solar_district_heating_DH | output | investment_cost | vintage-2050 | 170000
district_heating | Solar_district_heating_DH | output | vom_cost | vintage-2030 | 0.3
district_heating | Solar_district_heating_DH | output | vom_cost | vintage-2050 | 0.35
electricity | Biomass_CHP_wood_pellets_DH | output | fom_cost | vintage-2030 | 117000
electricity | Biomass_CHP_wood_pellets_DH | output | fom_cost | vintage-2050 | 108000
electricity | Biomass_CHP_wood_pellets_DH | output | investment_cost | vintage-2030 | 2900000
electricity | Biomass_CHP_wood_pellets_DH | output | investment_cost | vintage-2050 | 2700000
electricity | Biomass_CHP_wood_pellets_DH | output | subunit_capacity | vintage-2030 | 24.7
electricity | Biomass_CHP_wood_pellets_DH | output | subunit_capacity | vintage-2050 | 24.4
electricity | Biomass_CHP_wood_pellets_DH | output | vom_cost | vintage-none | 1.9
electricity | Biomass_CHP_wood_pellets_PH | output | fom_cost | vintage-2030 | 117000
electricity | Biomass_CHP_wood_pellets_PH | output | fom_cost | vintage-2050 | 108000
electricity | Biomass_CHP_wood_pellets_PH | output | investment_cost | vintage-2030 | 2900000
electricity | Biomass_CHP_wood_pellets_PH | output | investment_cost | vintage-2050 | 2700000
electricity | Biomass_CHP_wood_pellets_PH | output | subunit_capacity | vintage-2030 | 24.7
electricity | Biomass_CHP_wood_pellets_PH | output | subunit_capacity | vintage-2050 | 24.4
electricity | Biomass_CHP_wood_pellets_PH | output | vom_cost | vintage-none | 1.9
electricity | CCGT | output | fom_cost | vintage-2030 | 27800
electricity | CCGT | output | fom_cost | vintage-2050 | 26000
electricity | CCGT | output | investment_cost | vintage-2030 | 830000
electricity | CCGT | output | investment_cost | vintage-2050 | 800000
electricity | CCGT | output | subunit_capacity | vintage-none | 300
electricity | CCGT | output | vom_cost | vintage-2030 | 4.2
electricity | CCGT | output | vom_cost | vintage-2050 | 4
electricity | CCGT_CHP_backpressure_DH | output | fom_cost | vintage-2030 | 27800
electricity | CCGT_CHP_backpressure_DH | output | fom_cost | vintage-2050 | 26000
electricity | CCGT_CHP_backpressure_DH | output | investment_cost | vintage-2030 | 1200000
electricity | CCGT_CHP_backpressure_DH | output | investment_cost | vintage-2050 | 1100000
electricity | CCGT_CHP_backpressure_DH | output | subunit_capacity | vintage-none | 55
electricity | CCGT_CHP_backpressure_DH | output | vom_cost | vintage-2030 | 4.2
electricity | CCGT_CHP_backpressure_DH | output | vom_cost | vintage-2050 | 4
electricity | CCGT_CHP_backpressure_PH | output | fom_cost | vintage-2030 | 27800
electricity | CCGT_CHP_backpressure_PH | output | fom_cost | vintage-2050 | 26000
electricity | CCGT_CHP_backpressure_PH | output | investment_cost | vintage-2030 | 1200000
electricity | CCGT_CHP_backpressure_PH | output | investment_cost | vintage-2050 | 1100000
electricity | CCGT_CHP_backpressure_PH | output | subunit_capacity | vintage-none | 55
electricity | CCGT_CHP_backpressure_PH | output | vom_cost | vintage-2030 | 4.2
electricity | CCGT_CHP_backpressure_PH | output | vom_cost | vintage-2050 | 4
electricity | CCS | input | investment_cost | vintage-none | 3250000
electricity | CCS | input | subunit_capacity | vintage-none | 0.3
electricity | CSP_Parabolic | output | fom_cost | vintage-2030 | 68680
electricity | CSP_Parabolic | output | fom_cost | vintage-2040 | 61710
electricity | CSP_Parabolic | output | fom_cost | vintage-2050 | 58140
electricity | CSP_Parabolic | output | investment_cost | vintage-2030 | 4040000
electricity | CSP_Parabolic | output | investment_cost | vintage-2040 | 3630000
electricity | CSP_Parabolic | output | investment_cost | vintage-2050 | 3420000
electricity | CSP_Parabolic | output | subunit_capacity | vintage-none | 150
electricity | CSP_Tower | output | fom_cost | vintage-2030 | 60520
electricity | CSP_Tower | output | fom_cost | vintage-2040 | 54230
electricity | CSP_Tower | output | fom_cost | vintage-2050 | 51170
electricity | CSP_Tower | output | investment_cost | vintage-2030 | 3560000
electricity | CSP_Tower | output | investment_cost | vintage-2040 | 3190000
electricity | CSP_Tower | output | investment_cost | vintage-2050 | 3010000
electricity | CSP_Tower | output | subunit_capacity | vintage-none | 100
electricity | Hydrogen_to_Jet_Fuel | input | subunit_capacity | vintage-2050 | 1.7307
electricity | Hydropower_ROR | output | fom_cost | vintage-2030 | 14950
electricity | Hydropower_ROR | output | fom_cost | vintage-2040 | 14900
electricity | Hydropower_ROR | output | fom_cost | vintage-2050 | 14850
electricity | Hydropower_ROR | output | investment_cost | vintage-2030 | 2990000
electricity | Hydropower_ROR | output | investment_cost | vintage-2040 | 2980000
electricity | Hydropower_ROR | output | investment_cost | vintage-2050 | 2970000
electricity | Hydropower_ROR | output | subunit_capacity | vintage-none | 10
electricity | Hydropower_reservoir_large | output | fom_cost | vintage-2030 | 11450
electricity | Hydropower_reservoir_large | output | fom_cost | vintage-2040 | 11400
electricity | Hydropower_reservoir_large | output | fom_cost | vintage-2050 | 11375
electricity | Hydropower_reservoir_large | output | investment_cost | vintage-2030 | 2290000
electricity | Hydropower_reservoir_large | output | investment_cost | vintage-2040 | 2280000
electricity | Hydropower_reservoir_large | output | investment_cost | vintage-2050 | 2275000
electricity | Hydropower_reservoir_large | output | subunit_capacity | vintage-none | 200
electricity | Hydropower_reservoir_medium | output | fom_cost | vintage-2030 | 13450
electricity | Hydropower_reservoir_medium | output | fom_cost | vintage-2040 | 13425
electricity | Hydropower_reservoir_medium | output | fom_cost | vintage-2050 | 13425
electricity | Hydropower_reservoir_medium | output | investment_cost | vintage-2030 | 2690000
electricity | Hydropower_reservoir_medium | output | investment_cost | vintage-2040 | 2685000
electricity | Hydropower_reservoir_medium | output | investment_cost | vintage-2050 | 2685000
electricity | Hydropower_reservoir_medium | output | subunit_capacity | vintage-none | 60
electricity | Hydropower_reservoir_small | output | fom_cost | vintage-2030 | 33550
electricity | Hydropower_reservoir_small | output | fom_cost | vintage-2040 | 33500
electricity | Hydropower_reservoir_small | output | fom_cost | vintage-2050 | 33450
electricity | Hydropower_reservoir_small | output | investment_cost | vintage-2030 | 3355000
electricity | Hydropower_reservoir_small | output | investment_cost | vintage-2040 | 3350000
electricity | Hydropower_reservoir_small | output | investment_cost | vintage-2050 | 3345000
electricity | Hydropower_reservoir_small | output | subunit_capacity | vintage-none | 10
electricity | Nuclear | output | apparent_power | vintage-none | 63
electricity | Nuclear | output | fom_cost | vintage-none | 100000
electricity | Nuclear | output | inertia | vintage-none | 4.07
electricity | Nuclear | output | investment_cost | vintage-none | 4000000
electricity | Nuclear | output | ramp_limit | vintage-none | 0.0066667
electricity | Nuclear | output | subunit_capacity | vintage-none | 57
electricity | Nuclear | output | vom_cost | vintage-none | 4
electricity | Nuclear_CHP_DH | output | apparent_power | vintage-none | 50
electricity | Nuclear_CHP_DH | output | fom_cost | vintage-none | 126700
electricity | Nuclear_CHP_DH | output | inertia | vintage-none | 4.07
electricity | Nuclear_CHP_DH | output | investment_cost | vintage-none | 5067000
electricity | Nuclear_CHP_DH | output | ramp_limit | vintage-none | 0.0066667
electricity | Nuclear_CHP_DH | output | subunit_capacity | vintage-none | 45
electricity | Nuclear_CHP_DH | output | vom_cost | vintage-none | 4
electricity | Nuclear_CHP_PH | output | apparent_power | vintage-none | 50
electricity | Nuclear_CHP_PH | output | fom_cost | vintage-none | 126700
electricity | Nuclear_CHP_PH | output | inertia | vintage-none | 4.07
electricity | Nuclear_CHP_PH | output | investment_cost | vintage-none | 5067000
electricity | Nuclear_CHP_PH | output | ramp_limit | vintage-none | 0.0066667
electricity | Nuclear_CHP_PH | output | subunit_capacity | vintage-none | 45
electricity | Nuclear_CHP_PH | output | vom_cost | vintage-none | 4
electricity | OCGT | output | fom_cost | vintage-2030 | 7745
electricity | OCGT | output | fom_cost | vintage-2050 | 7423
electricity | OCGT | output | investment_cost | vintage-2030 | 435000
electricity | OCGT | output | investment_cost | vintage-2050 | 412000
electricity | OCGT | output | start_cost | vintage-none | 43
electricity | OCGT | output | subunit_capacity | vintage-none | 100
electricity | OCGT | output | vom_cost | vintage-none | 4.5
electricity | PEM_Electrolyzer | input | fom_cost | vintage-2030 | 30000
electricity | PEM_Electrolyzer | input | fom_cost | vintage-2050 | 20000
electricity | PEM_Electrolyzer | input | investment_cost | vintage-2030 | 600000
electricity | PEM_Electrolyzer | input | investment_cost | vintage-2050 | 400000
electricity | PEM_Electrolyzer | input | ramp_limit | vintage-none | 50
electricity | PEM_Electrolyzer | input | subunit_capacity | vintage-none | 10
electricity | PEM_Electrolyzer | input | vom_cost | vintage-none | 0
electricity | PV_commercial_systems | output | fom_cost | vintage-2030 | 9240
electricity | PV_commercial_systems | output | fom_cost | vintage-2050 | 7810
electricity | PV_commercial_systems | output | investment_cost | vintage-2030 | 630000
electricity | PV_commercial_systems | output | investment_cost | vintage-2050 | 490000
electricity | PV_commercial_systems | output | subunit_capacity | vintage-none | 0.1
electricity | PV_residential | output | fom_cost | vintage-2030 | 10815
electricity | PV_residential | output | fom_cost | vintage-2050 | 9135
electricity | PV_residential | output | investment_cost | vintage-2030 | 870000
electricity | PV_residential | output | investment_cost | vintage-2050 | 590000
electricity | PV_residential | output | subunit_capacity | vintage-none | 0.006
electricity | PV_utility_systems | output | fom_cost | vintage-2030 | 7250
electricity | PV_utility_systems | output | fom_cost | vintage-2040 | 6625
electricity | PV_utility_systems | output | fom_cost | vintage-2050 | 6250
electricity | PV_utility_systems | output | investment_cost | vintage-2030 | 380000
electricity | PV_utility_systems | output | investment_cost | vintage-2040 | 330000
electricity | PV_utility_systems | output | investment_cost | vintage-2050 | 300000
electricity | PV_utility_systems | output | subunit_capacity | vintage-none | 8
electricity | Power_to_Jet_Fuel | input | subunit_capacity | vintage-none | 472
electricity | WTG_offshore | output | fom_cost | vintage-2030 | 36053
electricity | WTG_offshore | output | fom_cost | vintage-2040 | 33169
electricity | WTG_offshore | output | fom_cost | vintage-2050 | 32448
electricity | WTG_offshore | output | investment_cost | vintage-2030 | 1930000
electricity | WTG_offshore | output | investment_cost | vintage-2040 | 1810000
electricity | WTG_offshore | output | investment_cost | vintage-2050 | 1780000
electricity | WTG_offshore | output | subunit_capacity | vintage-2030 | 15
electricity | WTG_offshore | output | subunit_capacity | vintage-2040 | 18
electricity | WTG_offshore | output | subunit_capacity | vintage-2050 | 20
electricity | WTG_offshore | output | vom_cost | vintage-2030 | 2.7
electricity | WTG_offshore | output | vom_cost | vintage-2040 | 2.5
electricity | WTG_offshore | output | vom_cost | vintage-2050 | 2.4
electricity | WTG_onshore | output | fom_cost | vintage-2030 | 12600
electricity | WTG_onshore | output | fom_cost | vintage-2040 | 11592
electricity | WTG_onshore | output | fom_cost | vintage-2050 | 11340
electricity | WTG_onshore | output | investment_cost | vintage-2030 | 1040000
electricity | WTG_onshore | output | investment_cost | vintage-2040 | 980000
electricity | WTG_onshore | output | investment_cost | vintage-2050 | 960000
electricity | WTG_onshore | output | subunit_capacity | vintage-2030 | 5
electricity | WTG_onshore | output | subunit_capacity | vintage-2040 | 5.5
electricity | WTG_onshore | output | subunit_capacity | vintage-2050 | 6
electricity | WTG_onshore | output | vom_cost | vintage-2030 | 1.35
electricity | WTG_onshore | output | vom_cost | vintage-2040 | 1.24
electricity | WTG_onshore | output | vom_cost | vintage-2050 | 1.22
electricity | Wave_energy | output | investment_cost | vintage-2030 | 3350000
electricity | Wave_energy | output | investment_cost | vintage-2050 | 1600000
electricity | Wave_energy | output | subunit_capacity | vintage-2030 | 55
electricity | Wave_energy | output | subunit_capacity | vintage-2050 | 275
electricity | Wave_energy | output | vom_cost | vintage-2030 | 10
electricity | Wave_energy | output | vom_cost | vintage-2050 | 7
heat | Gasifier_and_methanation | output | subunit_capacity | vintage-2030 | 88
heat | Gasifier_and_methanation | output | subunit_capacity | vintage-2050 | 80
heat | Hydrogen_to_Jet_Fuel | output | subunit_capacity | vintage-none | 86.5333
heat | PEM_Electrolyzer | output | subunit_capacity | vintage-2030 | 1.2
heat | PEM_Electrolyzer | output | subunit_capacity | vintage-2050 | 1
heat | Power_to_Jet_Fuel | output | subunit_capacity | vintage-none | 118
hydrogen | Hydrogen_to_Jet_Fuel | input | subunit_capacity | vintage-none | 344.4027
hydrogen | PEM_Electrolyzer | output | subunit_capacity | vintage-2030 | 6.2
hydrogen | PEM_Electrolyzer | output | subunit_capacity | vintage-2050 | 6.7
power_to_liquids | Hydrogen_to_Jet_Fuel | output | investment_cost | vintage-none | 900000
power_to_liquids | Hydrogen_to_Jet_Fuel | output | subunit_capacity | vintage-none | 259.6
power_to_liquids | Hydrogen_to_Jet_Fuel | output | vom_cost | vintage-none | 9.5
power_to_liquids | Power_to_Jet_Fuel | output | investment_cost | vintage-none | 1600000
power_to_liquids | Power_to_Jet_Fuel | output | subunit_capacity | vintage-none | 259.6
power_to_liquids | Power_to_Jet_Fuel | output | vom_cost | vintage-none | 7.4
process_heat | Biomass_CHP_wood_pellets_PH | output | subunit_capacity | vintage-2030 | 54.04
process_heat | Biomass_CHP_wood_pellets_PH | output | subunit_capacity | vintage-2050 | 54.4
process_heat | Industry_biomass_boiler_PH | output | fom_cost | vintage-2030 | 31000
process_heat | Industry_biomass_boiler_PH | output | fom_cost | vintage-2050 | 27900
process_heat | Industry_biomass_boiler_PH | output | investment_cost | vintage-2030 | 680000
process_heat | Industry_biomass_boiler_PH | output | investment_cost | vintage-2050 | 610000
process_heat | Industry_biomass_boiler_PH | output | subunit_capacity | vintage-none | 6.1
process_heat | Industry_biomass_boiler_PH | output | vom_cost | vintage-2030 | 2.62
process_heat | Industry_biomass_boiler_PH | output | vom_cost | vintage-2050 | 2.95
process_heat | Industry_electric_heater_PH | output | fom_cost | vintage-2030 | 1020
process_heat | Industry_electric_heater_PH | output | fom_cost | vintage-2050 | 920
process_heat | Industry_electric_heater_PH | output | investment_cost | vintage-none | 60000
process_heat | Industry_electric_heater_PH | output | subunit_capacity | vintage-none | 10
process_heat | Industry_electric_heater_PH | output | vom_cost | vintage-none | 1
process_heat | Industry_gas_heater_PH | output | fom_cost | vintage-2030 | 1900
process_heat | Industry_gas_heater_PH | output | fom_cost | vintage-2050 | 1700
process_heat | Industry_gas_heater_PH | output | investment_cost | vintage-none | 50000
process_heat | Industry_gas_heater_PH | output | subunit_capacity | vintage-none | 5.25
process_heat | Industry_gas_heater_PH | output | vom_cost | vintage-none | 1
process_heat | Industry_heat_pump_excess_heat_70_35C_PH | output | fom_cost | vintage-none | 2000
process_heat | Industry_heat_pump_excess_heat_70_35C_PH | output | investment_cost | vintage-none | 570000
process_heat | Industry_heat_pump_excess_heat_70_35C_PH | output | start_cost | vintage-none | 10
process_heat | Industry_heat_pump_excess_heat_70_35C_PH | output | subunit_capacity | vintage-none | 10
process_heat | Industry_heat_pump_excess_heat_70_35C_PH | output | vom_cost | vintage-2030 | 2.01
process_heat | Industry_heat_pump_excess_heat_70_35C_PH | output | vom_cost | vintage-2040 | 2.09
process_heat | Industry_heat_pump_excess_heat_70_35C_PH | output | vom_cost | vintage-2050 | 1.69
process_heat | Industry_heat_pump_geothermal_2km_80_40C_PH | output | fom_cost | vintage-2030 | 22500
process_heat | Industry_heat_pump_geothermal_2km_80_40C_PH | output | fom_cost | vintage-2040 | 21800
process_heat | Industry_heat_pump_geothermal_2km_80_40C_PH | output | fom_cost | vintage-2050 | 21100
process_heat | Industry_heat_pump_geothermal_2km_80_40C_PH | output | investment_cost | vintage-2030 | 2690000
process_heat | Industry_heat_pump_geothermal_2km_80_40C_PH | output | investment_cost | vintage-2040 | 2610000
process_heat | Industry_heat_pump_geothermal_2km_80_40C_PH | output | investment_cost | vintage-2050 | 2530000
process_heat | Industry_heat_pump_geothermal_2km_80_40C_PH | output | subunit_capacity | vintage-2030 | 13.1
process_heat | Industry_heat_pump_geothermal_2km_80_40C_PH | output | subunit_capacity | vintage-2040 | 13.1
process_heat | Industry_heat_pump_geothermal_2km_80_40C_PH | output | subunit_capacity | vintage-2050 | 13
process_heat | Industry_heat_pump_geothermal_2km_80_40C_PH | output | vom_cost | vintage-2030 | 4.6
process_heat | Industry_heat_pump_geothermal_2km_80_40C_PH | output | vom_cost | vintage-2040 | 4.6
process_heat | Industry_heat_pump_geothermal_2km_80_40C_PH | output | vom_cost | vintage-2050 | 4.3
process_heat | Industry_heat_pump_geothermal_2km_absortion_80_40C_PH | output | fom_cost | vintage-2030 | 16300
process_heat | Industry_heat_pump_geothermal_2km_absortion_80_40C_PH | output | fom_cost | vintage-2040 | 15800
process_heat | Industry_heat_pump_geothermal_2km_absortion_80_40C_PH | output | fom_cost | vintage-2050 | 15300
process_heat | Industry_heat_pump_geothermal_2km_absortion_80_40C_PH | output | investment_cost | vintage-2030 | 1970000
process_heat | Industry_heat_pump_geothermal_2km_absortion_80_40C_PH | output | investment_cost | vintage-2040 | 1910000
process_heat | Industry_heat_pump_geothermal_2km_absortion_80_40C_PH | output | investment_cost | vintage-2050 | 1850000
process_heat | Industry_heat_pump_geothermal_2km_absortion_80_40C_PH | output | subunit_capacity | vintage-2030 | 17.4
process_heat | Industry_heat_pump_geothermal_2km_absortion_80_40C_PH | output | subunit_capacity | vintage-2040 | 17.4
process_heat | Industry_heat_pump_geothermal_2km_absortion_80_40C_PH | output | subunit_capacity | vintage-2050 | 17.3
process_heat | Industry_heat_pump_geothermal_2km_absortion_80_40C_PH | output | vom_cost | vintage-2030 | 2.9
process_heat | Industry_heat_pump_geothermal_2km_absortion_80_40C_PH | output | vom_cost | vintage-2040 | 2.9
process_heat | Industry_heat_pump_geothermal_2km_absortion_80_40C_PH | output | vom_cost | vintage-2050 | 2.8
process_heat | Industry_heat_pump_seawater_80_40C_PH | output | fom_cost | vintage-none | 4000
process_heat | Industry_heat_pump_seawater_80_40C_PH | output | investment_cost | vintage-none | 380000
process_heat | Industry_heat_pump_seawater_80_40C_PH | output | start_cost | vintage-none | 10
process_heat | Industry_heat_pump_seawater_80_40C_PH | output | subunit_capacity | vintage-none | 20
process_heat | Industry_heat_pump_seawater_80_40C_PH | output | vom_cost | vintage-2030 | 1.51
process_heat | Industry_heat_pump_seawater_80_40C_PH | output | vom_cost | vintage-2040 | 1.59
process_heat | Industry_heat_pump_seawater_80_40C_PH | output | vom_cost | vintage-2050 | 1.67
process_heat | Industry_heat_pump_up_to_150C_PH | output | fom_cost | vintage-2030 | 870
process_heat | Industry_heat_pump_up_to_150C_PH | output | fom_cost | vintage-2040 | 800
process_heat | Industry_heat_pump_up_to_150C_PH | output | fom_cost | vintage-2050 | 720
process_heat | Industry_heat_pump_up_to_150C_PH | output | investment_cost | vintage-2030 | 930000
process_heat | Industry_heat_pump_up_to_150C_PH | output | investment_cost | vintage-2040 | 880000
process_heat | Industry_heat_pump_up_to_150C_PH | output | investment_cost | vintage-2050 | 840000
process_heat | Industry_heat_pump_up_to_150C_PH | output | subunit_capacity | vintage-none | 1.5
process_heat | Industry_heat_pump_up_to_150C_PH | output | vom_cost | vintage-2030 | 3.2
process_heat | Industry_heat_pump_up_to_150C_PH | output | vom_cost | vintage-2040 | 3.2
process_heat | Industry_heat_pump_up_to_150C_PH | output | vom_cost | vintage-2050 | 3.1
process_heat | Industry_nuclear_heater_PH | output | fom_cost | vintage-none | 28000
process_heat | Industry_nuclear_heater_PH | output | investment_cost | vintage-none | 1000000
process_heat | Industry_nuclear_heater_PH | output | ramp_limit | vintage-none | 0.0066667
process_heat | Industry_nuclear_heater_PH | output | subunit_capacity | vintage-none | 200
process_heat | Industry_nuclear_heater_PH | output | vom_cost | vintage-none | 1.2
process_heat | Nuclear_CHP_PH | output | subunit_capacity | vintage-none | 50
process_heat | Nuclear_CHP_PH | output | vom_cost | vintage-none | 1.2
process_heat | Solar_district_heating_PH | output | fom_cost | vintage-none | 0.04
process_heat | Solar_district_heating_PH | output | investment_cost | vintage-2030 | 180000
process_heat | Solar_district_heating_PH | output | investment_cost | vintage-2050 | 170000
process_heat | Solar_district_heating_PH | output | vom_cost | vintage-2030 | 0.3
process_heat | Solar_district_heating_PH | output | vom_cost | vintage-2050 | 0.35

## pivot2030
scenario | (Multiple Items)
io | output
Average of value | Column Labels
Row Labels | apparent_power | fom_cost | inertia | investment_cost | ramp_limit | start_cost | subunit_capacity | vom_cost | Grand Total
Biomass_CHP_wood_pellets_DH |  | 117000 |  | 2900000 |  |  | 39.37 | 1.9 | 603416.128
Biomass_CHP_wood_pellets_PH |  | 117000 |  | 2900000 |  |  | 39.37 | 1.9 | 603416.128
Building_electric_heater | [6 empty] | 0.003 |  | 0.003
Building_gas_heater | [6 empty] | 0.01 |  | 0.01
Building_heat_pump_air_to_air | [6 empty] | 0.006 |  | 0.006
Building_heat_pump_air_to_water | [6 empty] | 0.01 |  | 0.01
CCGT |  | 27800 |  | 830000 |  |  | 300 | 4.2 | 214526.05
CCGT_CHP_backpressure_DH |  | 27800 |  | 1200000 |  |  | 55 | 4.2 | 306964.8
CCGT_CHP_backpressure_PH |  | 27800 |  | 1200000 |  |  | 55 | 4.2 | 306964.8
CCS | [6 empty] | 0.5 | 21 | 7.3333
CSP_Parabolic |  | 68680 |  | 4040000 |  |  | 150 |  | 1369610
CSP_Tower |  | 60520 |  | 3560000 |  |  | 100 |  | 1206873.3333
FT_process |  | 104000 |  | 3460000 |  |  | 225 | 1.063 | 891056.5158
Gasifier_and_methanation | [6 empty] | 170 |  | 170
Hydrogen_to_Jet_Fuel |  |  |  | 900000 |  |  | 173.0667 | 9.5 | 225088.9083
Hydropower_reservoir_large |  | 11450 |  | 2290000 |  |  | 200 |  | 767216.6667
Hydropower_reservoir_medium |  | 13450 |  | 2690000 |  |  | 60 |  | 901170
Hydropower_reservoir_small |  | 33550 |  | 3355000 |  |  | 10 |  | 1129520
Hydropower_ROR |  | 14950 |  | 2990000 |  |  | 10 |  | 1001653.3333
Industry_biomass_boiler_DH |  | 31000 |  | 680000 |  |  | 6.1 | 2.62 | 177752.18
Industry_biomass_boiler_PH |  | 31000 |  | 680000 |  |  | 6.1 | 2.62 | 177752.18
Industry_electric_heater_DH |  | 1020 |  | 60000 |  |  | 10 | 1 | 15257.75
Industry_electric_heater_PH |  | 1020 |  | 60000 |  |  | 10 | 1 | 15257.75
Industry_gas_heater_DH |  | 1900 |  | 50000 |  |  | 5.25 | 1 | 12976.5625
Industry_gas_heater_PH |  | 1900 |  | 50000 |  |  | 5.25 | 1 | 12976.5625
Industry_heat_pump_excess_heat_70_35C_DH |  | 2000 |  | 570000 |  | 10 | 10 | 2.01 | 114404.402
Industry_heat_pump_excess_heat_70_35C_PH |  | 2000 |  | 570000 |  | 10 | 10 | 2.01 | 114404.402
Industry_heat_pump_geothermal_2km_80_40C_DH |  | 22500 |  | 2690000 |  |  | 13.1 | 4.6 | 678129.425
Industry_heat_pump_geothermal_2km_80_40C_PH |  | 22500 |  | 2690000 |  |  | 13.1 | 4.6 | 678129.425
Industry_heat_pump_geothermal_2km_absortion_80_40C_DH |  | 16300 |  | 1970000 |  |  | 17.4 | 2.9 | 496580.075
Industry_heat_pump_geothermal_2km_absortion_80_40C_PH |  | 16300 |  | 1970000 |  |  | 17.4 | 2.9 | 496580.075
Industry_heat_pump_seawater_80_40C_DH |  | 4000 |  | 380000 |  | 10 | 20 | 1.51 | 76806.302
Industry_heat_pump_seawater_80_40C_PH |  | 4000 |  | 380000 |  | 10 | 20 | 1.51 | 76806.302
Industry_heat_pump_up_to_150C_PH |  | 870 |  | 930000 |  |  | 1.5 | 3.2 | 232718.675
Industry_nuclear_heater_DH |  | 28000 |  | 1000000 | 0.0066667 |  | 200 | 1.2 | 205640.2413
Industry_nuclear_heater_PH |  | 28000 |  | 1000000 | 0.0066667 |  | 200 | 1.2 | 205640.2413
Nuclear | 63 | 100000 | 4.07 | 4000000 | 0.0066667 |  | 57 | 4 | 585732.5824
Nuclear_CHP_DH | 50 | 126700 | 4.07 | 5067000 | 0.0066667 |  | 47.5 | 2.6 | 577094.9196
Nuclear_CHP_PH | 50 | 126700 | 4.07 | 5067000 | 0.0066667 |  | 47.5 | 2.6 | 577094.9196
OCGT |  | 7745 |  | 435000 |  | 43 | 100 | 4.5 | 88578.5
PEM_Electrolyzer | [6 empty] | 3.7 |  | 3.7
Power_to_Jet_Fuel |  |  |  | 1600000 |  |  | 188.8 | 7.4 | 400096.25
PV_commercial_systems |  | 9240 |  | 630000 |  |  | 0.1 |  | 213080.0333
PV_residential |  | 10815 |  | 870000 |  |  | 0.006 |  | 293605.002
PV_utility_systems |  | 7250 |  | 380000 |  |  | 8 |  | 129086
Solar_district_heating_DH |  | 0.04 |  | 180000 |  |  |  | 0.3 | 60000.1133
Solar_district_heating_PH |  | 0.04 |  | 180000 |  |  |  | 0.3 | 60000.1133
Wave_energy |  |  |  | 3350000 |  |  | 55 | 10 | 1116688.3333
WTG_offshore |  | 36053 |  | 1930000 |  |  | 15 | 2.7 | 491517.675
WTG_onshore |  | 12600 |  | 1040000 |  |  | 5 | 1.35 | 263151.5875
Grand Total | 54.3333 | 31885.327 | 4.07 | 1692418.6047 | 0.0066667 | 16.6 | 59.4728 | 3.3998 | 383695.2698