## Sheet1
Row Labels | Average of Age | Sum of Capacity | Average of Efficiency
Biomass_CHP_wood_pellets_DH | 15.931 | 9697.5034 | 0.34272
CCGT | 22.6 | 17001.329 | 0.53574
Coal PSC | 31.0938 | 22685.77 | 0.40442
Fuel oil PGT | 36.7059 | 3652.9 | 0.35399
Hydropower_reservoir_medium | 56.9714 | 8820.75 | 0.78107
Lignite PSC | 38.6667 | 20779.02 | 0.36004
Nuclear | 35.6 | 8114 | 0.33
OCGT | 28.8286 | 7445.3025 | 0.37301
PV_utility_systems | 10.5 | 54444.8136 | 1
WTG_offshore | 5.5 | 7774 | 1
WTG_onshore | 14 | 51556.3897 | 1
Grand Total | 28.3764 | 211971.7782 | 0.58353

## extendedNLold
| Technology | Age | Capacity | Efficiency | Location | Owner | DischarginEfficiency | cash
0 | Biomass_CHP_wood_pellets_DH | 5 | 1 | 0.37069 | NL | ProducerNL | 0 | 0
1 | Biomass_CHP_wood_pellets_DH | 6 | 1071.6 | 0.37069 | NL | ProducerNL | 0 | 0
2 | Biomass_CHP_wood_pellets_DH | 7 | 731 | 0.37069 | NL | ProducerNL | 0 | 0
3 | Biomass_CHP_wood_pellets_DH | 8 | 50 | 0.37069 | NL | ProducerNL | 0 | 0
4 | Biomass_CHP_wood_pellets_DH | 11 | 2.4 | 0.37069 | NL | ProducerNL | 0 | 0
5 | Biomass_CHP_wood_pellets_DH | 13 | 25 | 0.37069 | NL | ProducerNL | 0 | 0
6 | Biomass_CHP_wood_pellets_DH | 14 | 55 | 0.37069 | NL | ProducerNL | 0 | 0
7 | Biomass_CHP_wood_pellets_DH | 16 | 1.75 | 0.37069 | NL | ProducerNL | 0 | 0
8 | Biomass_CHP_wood_pellets_DH | 17 | 1.2 | 0.37069 | NL | ProducerNL | 0 | 0
9 | Biomass_CHP_wood_pellets_DH | 22 | 25 | 0.37069 | NL | ProducerNL | 0 | 0
10 | Biomass_CHP_wood_pellets_DH | 29 | 24 | 0.37069 | NL | ProducerNL | 0 | 0
11 | Biomass_CHP_wood_pellets_DH | 40 | 123 | 0.37069 | NL | ProducerNL | 0 | 0
12 | Biomass_CHP_wood_pellets_DH | 49 | 20 | 0.37069 | NL | ProducerNL | 0 | 0
13 | CCGT | 9 | 1320 | 0.54916 | NL | ProducerNL | 0 | 0
14 | CCGT | 10 | 3470 | 0.54916 | NL | ProducerNL | 0 | 0
15 | CCGT | 12 | 2177 | 0.54916 | NL | ProducerNL | 0 | 0
16 | CCGT | 14 | 339 | 0.54916 | NL | ProducerNL | 0 | 0
17 | CCGT | 15 | 300 | 0.54916 | NL | ProducerNL | 0 | 0
18 | CCGT | 18 | 891 | 0.54916 | NL | ProducerNL | 0 | 0
19 | CCGT | 19 | 80 | 0.54916 | NL | ProducerNL | 0 | 0
20 | CCGT | 23 | 590 | 0.54916 | NL | ProducerNL | 0 | 0
21 | CCGT | 24 | 369 | 0.54916 | NL | ProducerNL | 0 | 0
22 | CCGT | 25 | 1064 | 0.54916 | NL | ProducerNL | 0 | 0
23 | CCGT | 26 | 1050 | 0.54916 | NL | ProducerNL | 0 | 0
24 | CCGT | 27 | 514 | 0.54916 | NL | ProducerNL | 0 | 0
25 | CCGT | 28 | 130 | 0.54916 | NL | ProducerNL | 0 | 0
26 | CCGT | 29 | 60 | 0.54916 | NL | ProducerNL | 0 | 0
27 | CCGT | 32 | 225 | 0.54916 | NL | ProducerNL | 0 | 0
28 | CCGT | 35 | 169 | 0.54916 | NL | ProducerNL | 0 | 0
29 | CCGT | 37 | 103 | 0.54916 | NL | ProducerNL | 0 | 0
30 | CCGT | 39 | 50 | 0.54916 | NL | ProducerNL | 0 | 0
31 | CCGT | 44 | 695 | 0.54916 | NL | ProducerNL | 0 | 0
32 | CCGT | 46 | 332 | 0.54916 | NL | ProducerNL | 0 | 0
33 | CCGT | 47 | 332 | 0.54916 | NL | ProducerNL | 0 | 0
34 | CCGT | 121 | 97 | 0.54916 | NL | ProducerNL | 0 | 0
35 | Coal PSC | 7 | 1560 | 0.40863 | NL | ProducerNL | 0 | 0
36 | Coal PSC | 28 | 600 | 0.40863 | NL | ProducerNL | 0 | 0
37 | Hydropower_reservoir_medium | 4 | 1.8 | 0.77875 | NL | ProducerNL | 0 | 0
38 | Hydropower_reservoir_medium | 14 | 10 | 0.77875 | NL | ProducerNL | 0 | 0
39 | Hydropower_reservoir_medium | 32 | 1.2 | 0.77875 | NL | ProducerNL | 0 | 0
40 | Hydropower_reservoir_medium | 34 | 11 | 0.77875 | NL | ProducerNL | 0 | 0
41 | Hydropower_reservoir_medium | 64 | 14 | 0.77875 | NL | ProducerNL | 0 | 0
42 | Nuclear | 33 | 485 | 0.33 | NL | ProducerNL | 0 | 0
43 | OCGT | 25 | 24 | 0.37362 | NL | ProducerNL | 0 | 0
44 | OCGT | 35 | 375 | 0.37362 | NL | ProducerNL | 0 | 0
45 | OCGT | 47 | 350 | 0.37362 | NL | ProducerNL | 0 | 0
46 | PV_utility_systems | 0 | 251.8 | 1 | NL | ProducerNL | 0 | 0
47 | PV_utility_systems | 1 | 195.4 | 1 | NL | ProducerNL | 0 | 0
48 | PV_utility_systems | 2 | 414.723 | 1 | NL | ProducerNL | 0 | 0
49 | PV_utility_systems | 3 | 266.003 | 1 | NL | ProducerNL | 0 | 0
50 | PV_utility_systems | 4 | 476.731 | 1 | NL | ProducerNL | 0 | 0
51 | PV_utility_systems | 5 | 56.78 | 1 | NL | ProducerNL | 0 | 0
52 | PV_utility_systems | 6 | 12.59 | 1 | NL | ProducerNL | 0 | 0
53 | PV_utility_systems | 7 | 3.8 | 1 | NL | ProducerNL | 0 | 0
54 | PV_utility_systems | 10 | 0.84 | 1 | NL | ProducerNL | 0 | 0
55 | PV_utility_systems | 11 | 1.6 | 1 | NL | ProducerNL | 0 | 0
56 | PV_utility_systems | 18 | 0.7 | 1 | NL | ProducerNL | 0 | 0
57 | WTG_offshore | 1 | 1130.5 | 1 | NL | ProducerNL | 0 | 0
58 | WTG_offshore | 2 | 752 | 1 | NL | ProducerNL | 0 | 0
59 | WTG_offshore | 5 | 600 | 1 | NL | ProducerNL | 0 | 0
60 | WTG_offshore | 6 | 144 | 1 | NL | ProducerNL | 0 | 0
61 | WTG_offshore | 7 | 129 | 1 | NL | ProducerNL | 0 | 0
62 | WTG_offshore | 14 | 228 | 1 | NL | ProducerNL | 0 | 0
63 | WTG_onshore | 0 | 400 | 1 | NL | ProducerNL | 0 | 0
64 | WTG_onshore | 1 | 554.6 | 1 | NL | ProducerNL | 0 | 0
65 | WTG_onshore | 2 | 577 | 1 | NL | ProducerNL | 0 | 0
66 | WTG_onshore | 3 | 102 | 1 | NL | ProducerNL | 0 | 0
67 | WTG_onshore | 4 | 50.4 | 1 | NL | ProducerNL | 0 | 0
68 | WTG_onshore | 5 | 429 | 1 | NL | ProducerNL | 0 | 0
69 | WTG_onshore | 7 | 63 | 1 | NL | ProducerNL | 0 | 0
70 | WTG_onshore | 9 | 122 | 1 | NL | ProducerNL | 0 | 0
71 | WTG_onshore | 14 | 138 | 1 | NL | ProducerNL | 0 | 0
72 | WTG_onshore | 15 | 42 | 1 | NL | ProducerNL | 0 | 0
73 | WTG_onshore | 16 | 75 | 1 | NL | ProducerNL | 0 | 0
74 | WTG_onshore | 24 | 18 | 1 | NL | ProducerNL | 0 | 0

## extendedNLwrong
| Technology | Age | Capacity | Efficiency | Location | Owner | DischarginEfficiency | cash | Availability | year
52 | OCGT | 45 | 324 | 0.363 | NL | ProducerNL | 0 | 0 | 0.9 | 2019 | grouped the negavtie capacity for positive age to the last power plant (biomass
53 | OCGT | 45 | 136 | 0.363 | NL | ProducerNL | 0 | 0 | 0.9 |  | erased the capacityes under 1 MW (hydro)
32 | CCGT_CHP_backpressure_DH | 36 | 97 | 0.38 | NL | ProducerNL | 0 | 0 | 0.9 |  | IC>oCGT
33 | CCGT_CHP_backpressure_DH | 36 | 25 | 0.42 | NL | ProducerNL | 0 | 0 | 0.9 |  | waste> biomass
34 | CCGT_CHP_backpressure_DH | 36 | 25 | 0.42 | NL | ProducerNL | 0 | 0 | 0.9 |  | erased power plants with negative age, except for the ones being installed 4 years before and that are in target capacpities (PV, windonshore and windoffshor)
35 | CCGT_CHP_backpressure_DH | 35 | 26 | 0.41 | NL | ProducerNL | 0 | 0 | 0.9
36 | CCGT_CHP_backpressure_DH | 34 | 103 | 0.42 | NL | ProducerNL | 0 | 0 | 0.9 |  | Preinstalled capacity | MW
54 | OCGT | 33 | 375 | 0.38 | NL | ProducerNL | 0 | 0 | 0.9 |  | PV_utility_systems | 11792
37 | CCGT_CHP_backpressure_DH | 32 | 81 | 0.42 | NL | ProducerNL | 0 | 0 | 0.9 |  | WTG_offshore | 2983
38 | CCGT_CHP_backpressure_DH | 30 | 28 | 0.41 | NL | ProducerNL | 0 | 0 | 0.9 |  | WTG_onshore | 1773
39 | CCGT_CHP_backpressure_DH | 29 | 217 | 0.42 | NL | ProducerNL | 0 | 0 | 0.9 |  | CCGT | 1987
1 | Biomass_CHP_wood_pellets_DH | 25 | 631 | 0.42 | NL | ProducerNL | 0 | 0 | 0.8 |  | Hydropower_reservoir_medium | 0.106
2 | Biomass_CHP_wood_pellets_DH | 24 | 630 | 0.41 | NL | ProducerNL | 0 | 0 | 0.9
8 | CCGT | 23 | 341 | 0.52 | NL | ProducerNL | 0 | 0 | 0.9
40 | CCGT_CHP_backpressure_DH | 23 | 266 | 0.48 | NL | ProducerNL | 0 | 0 | 0.9 |  | Cofiring were all assigned to biomass instead of coal
41 | CCGT_CHP_backpressure_DH | 23 | 247 | 0.53 | NL | ProducerNL | 0 | 0 | 0.9
9 | CCGT | 22 | 341 | 0.52 | NL | ProducerNL | 0 | 0 | 0.9
10 | CCGT | 22 | 341 | 0.52 | NL | ProducerNL | 0 | 0 | 0.9
42 | CCGT_CHP_backpressure_DH | 22 | 220 | 0.42 | NL | ProducerNL | 0 | 0 | 0.9
43 | CCGT_CHP_backpressure_DH | 22 | 144 | 0.41 | NL | ProducerNL | 0 | 0 | 0.9
11 | CCGT | 19 | 245 | 0.51 | NL | ProducerNL | 0 | 0 | 0.9
44 | CCGT_CHP_backpressure_DH | 15 | 78 | 0.42 | NL | ProducerNL | 0 | 0 | 0.9
55 | OCGT | 15 | 124 | 0.35 | NL | ProducerNL | 0 | 0 | 0.9
3 | Biomass_CHP_wood_pellets_DH | 14 | 2 | 0.3 | NL | ProducerNL | 0 | 0 | 0.74201
46 | Hydropower_reservoir_medium | 14 | 38.613 | 1 | NL | ProducerNL | 0 | 0 | 1
58 | PV_utility_systems | 14 | 75.769 | 1 | NL | ProducerNL | 0 | 0 | 1
85 | WTG_onshore | 14 | 1016.313 | 1 | NL | ProducerNL | 0 | 0 | 1
51 | Nuclear | 13 | 484 | 0.34 | NL | ProducerNL | 0 | 0 | 0.95
74 | WTG_offshore | 13 | 24.495 | 1 | NL | ProducerNL | 0 | 0 | 1
86 | WTG_onshore | 13 | 285.598 | 1 | NL | ProducerNL | 0 | 0 | 1
75 | WTG_offshore | 12 | 57.547 | 1 | NL | ProducerNL | 0 | 0 | 1
87 | WTG_onshore | 12 | 317.364 | 1 | NL | ProducerNL | 0 | 0 | 1
76 | WTG_offshore | 11 | 144.997 | 1 | NL | ProducerNL | 0 | 0 | 1
88 | WTG_onshore | 11 | 442.114 | 1 | NL | ProducerNL | 0 | 0 | 1
12 | CCGT | 10 | 435 | 0.59 | NL | ProducerNL | 0 | 0 | 0.9
13 | CCGT | 10 | 435 | 0.59 | NL | ProducerNL | 0 | 0 | 0.9
59 | PV_utility_systems | 10 | 8.378 | 1 | NL | ProducerNL | 0 | 0 | 1
77 | WTG_offshore | 10 | 0.011 | 1 | NL | ProducerNL | 0 | 0 | 1
14 | CCGT | 9 | 435 | 0.587 | NL | ProducerNL | 0 | 0 | 0.9
15 | CCGT | 9 | 435 | 0.587 | NL | ProducerNL | 0 | 0 | 0.9
16 | CCGT | 9 | 425 | 0.59 | NL | ProducerNL | 0 | 0 | 0.9
47 | Hydropower_reservoir_medium | 9 | 1.7 | 1 | NL | ProducerNL | 0 | 0 | 1
60 | PV_utility_systems | 9 | 15.348 | 1 | NL | ProducerNL | 0 | 0 | 1
89 | WTG_onshore | 9 | 157.977 | 1 | NL | ProducerNL | 0 | 0 | 1
17 | CCGT | 8 | 426 | 0.58 | NL | ProducerNL | 0 | 0 | 0.9
61 | PV_utility_systems | 8 | 19.412 | 1 | NL | ProducerNL | 0 | 0 | 1
90 | WTG_onshore | 8 | 38.571 | 1 | NL | ProducerNL | 0 | 0 | 1
18 | CCGT | 7 | 420 | 0.59 | NL | ProducerNL | 0 | 0 | 0.9
56 | OCGT | 7 | 72 | 0.44 | NL | ProducerNL | 0 | 0 | 0.9
57 | OCGT | 7 | 72 | 0.44 | NL | ProducerNL | 0 | 0 | 0.9
62 | PV_utility_systems | 7 | 151.97 | 1 | NL | ProducerNL | 0 | 0 | 1
91 | WTG_onshore | 7 | 165.009 | 1 | NL | ProducerNL | 0 | 0 | 1
19 | CCGT | 6 | 437 | 0.58 | NL | ProducerNL | 0 | 0 | 0.9
20 | CCGT | 6 | 435 | 0.59 | NL | ProducerNL | 0 | 0 | 0.9
45 | CCGT_CHP_backpressure_DH | 6 | 435 | 0.59 | NL | ProducerNL | 0 | 0 | 0.9
63 | PV_utility_systems | 6 | 377.867 | 1 | NL | ProducerNL | 0 | 0 | 1
4 | Biomass_CHP_wood_pellets_DH | 5 | 1070 | 0.46 | NL | ProducerNL | 0 | 0 | 0.9
5 | Biomass_CHP_wood_pellets_DH | 5 | 790 | 0.46 | NL | ProducerNL | 0 | 0 | 0.9
6 | Biomass_CHP_wood_pellets_DH | 5 | 780 | 0.46 | NL | ProducerNL | 0 | 0 | 0.9
64 | PV_utility_systems | 5 | 492.642 | 1 | NL | ProducerNL | 0 | 0 | 1
7 | Biomass_CHP_wood_pellets_DH | 4 | 790 | 0.46 | NL | ProducerNL | 0 | 0 | 0.9
21 | CCGT | 4 | 420 | 0.59 | NL | ProducerNL | 0 | 0 | 0.9
65 | PV_utility_systems | 4 | 498.2 | 1 | NL | ProducerNL | 0 | 0 | 1
78 | WTG_offshore | 4 | 128.069 | 1 | NL | ProducerNL | 0 | 0 | 1
92 | WTG_onshore | 4 | 162.801 | 1 | NL | ProducerNL | 0 | 0 | 1
22 | CCGT | 3 | 437 | 0.58 | NL | ProducerNL | 0 | 0 | 0.9
23 | CCGT | 3 | 437 | 0.58 | NL | ProducerNL | 0 | 0 | 0.9
66 | PV_utility_systems | 3 | 633.914 | 1 | NL | ProducerNL | 0 | 0 | 1
79 | WTG_offshore | 3 | 403.875 | 1 | NL | ProducerNL | 0 | 0 | 1
93 | WTG_onshore | 3 | 331.663 | 1 | NL | ProducerNL | 0 | 0 | 1
24 | CCGT | 2 | 400 | 0.56 | NL | ProducerNL | 0 | 0 | 0.9
25 | CCGT | 2 | 400 | 0.56 | NL | ProducerNL | 0 | 0 | 0.9
67 | PV_utility_systems | 2 | 588.569 | 1 | NL | ProducerNL | 0 | 0 | 1
80 | WTG_offshore | 2 | 203.696 | 1 | NL | ProducerNL | 0 | 0 | 1
94 | WTG_onshore | 2 | 551.907 | 1 | NL | ProducerNL | 0 | 0 | 1
26 | CCGT | 1 | 341 | 0.52 | NL | ProducerNL | 0 | 0 | 0.9
68 | PV_utility_systems | 1 | 1527.304 | 1 | NL | ProducerNL | 0 | 0 | 1
95 | WTG_onshore | 1 | 425.903 | 1 | NL | ProducerNL | 0 | 0 | 1
69 | PV_utility_systems | 0 | 2400.537 | 1 | NL | ProducerNL | 0 | 0 | 1
96 | WTG_onshore | 0 | 341.774 | 1 | NL | ProducerNL | 0 | 0 | 1
97 | WTG_onshore | -1 | 397.779 | 1 | NL | ProducerNL | 0 | 0 | 1
98 | WTG_onshore | -2 | 393.409 | 1 | NL | ProducerNL | 0 | 0 | 1
99 | WTG_onshore | -3 | 438.279 | 1 | NL | ProducerNL | 0 | 0 | 1
100 | WTG_onshore | -4 | 544.416 | 1 | NL | ProducerNL | 0 | 0 | 1
81 | WTG_offshore | -1 | 732.62 | 1 | NL | ProducerNL | 0 | 0 | 1
82 | WTG_offshore | -2 | 730.973 | 1 | NL | ProducerNL | 0 | 0 | 1
83 | WTG_offshore | -3 | 759.914 | 1 | NL | ProducerNL | 0 | 0 | 1
84 | WTG_offshore | -4 | 759.914 | 1 | NL | ProducerNL | 0 | 0 | 1
70 | PV_utility_systems | -1 | 3095.902 | 1 | NL | ProducerNL | 0 | 0 | 1
71 | PV_utility_systems | -2 | 2189.635 | 1 | NL | ProducerNL | 0 | 0 | 1
72 | PV_utility_systems | -3 | 2576.763 | 1 | NL | ProducerNL | 0 | 0 | 1
73 | PV_utility_systems | -4 | 3930.108 | 1 | NL | ProducerNL | 0 | 0 | 1
48 | Hydropower_reservoir_medium | -1 | 0.043 | 1 | NL | ProducerNL | 0 | 0 | 1
49 | Hydropower_reservoir_medium | -2 | 0.035 | 1 | NL | ProducerNL | 0 | 0 | 1
50 | Hydropower_reservoir_medium | -3 | 0.028 | 1 | NL | ProducerNL | 0 | 0 | 1
27 | CCGT | -1 | 341 | 0.52 | NL | ProducerNL | 0 | 0 | 0.9
28 | CCGT | -1 | 341 | 0.52 | NL | ProducerNL | 0 | 0 | 0.9
29 | CCGT | -1 | 435 | 0.57 | NL | ProducerNL | 0 | 0 | 0.9
30 | CCGT | -2 | 435 | 0.57 | NL | ProducerNL | 0 | 0 | 0.9
31 | CCGT | -2 | 435 | 0.57 | NL | ProducerNL | 0 | 0 | 0.9

## groupedNLGAS
number | Technology | Age | Capacity | Efficiency | Availability | Location | Owner | cash | DischarginEfficiency | InitialEnergyLevelInMWH
0 | OCGT | 1 | 1100 | 0.1 | 0.9 | NL | ProducerNL | 0 | 0 | 0
1 | OCGT | 1 | 1100 | 0.11 | 0.9 | NL | ProducerNL | 0 | 0 | 0
2 | OCGT | 1 | 1100 | 0.12 | 0.9 | NL | ProducerNL | 0 | 0 | 0
3 | OCGT | 1 | 1100 | 0.13 | 0.9 | NL | ProducerNL | 0 | 0 | 0
4 | OCGT | 1 | 1100 | 0.14 | 0.9 | NL | ProducerNL | 0 | 0 | 0
5 | OCGT | 1 | 1100 | 0.15 | 0.9 | NL | ProducerNL | 0 | 0 | 0
6 | OCGT | 1 | 1100 | 0.16 | 0.9 | NL | ProducerNL | 0 | 0 | 0
7 | OCGT | 1 | 1100 | 0.17 | 0.9 | NL | ProducerNL | 0 | 0 | 0
8 | OCGT | 1 | 1100 | 0.18 | 0.9 | NL | ProducerNL | 0 | 0 | 0
9 | OCGT | 1 | 1100 | 0.19 | 0.9 | NL | ProducerNL | 0 | 0 | 0
10 | OCGT | 1 | 1100 | 0.2 | 0.9 | NL | ProducerNL | 0 | 0 | 0
11 | OCGT | 1 | 1100 | 0.21 | 0.9 | NL | ProducerNL | 0 | 0 | 0
12 | OCGT | 1 | 1100 | 0.22 | 0.9 | NL | ProducerNL | 0 | 0 | 0
13 | OCGT | 1 | 1100 | 0.23 | 0.9 | NL | ProducerNL | 0 | 0 | 0
14 | OCGT | 1 | 1100 | 0.24 | 0.9 | NL | ProducerNL | 0 | 0 | 0
15 | OCGT | 1 | 1100 | 0.25 | 0.9 | NL | ProducerNL | 0 | 0 | 0
16 | OCGT | 1 | 1100 | 0.26 | 0.9 | NL | ProducerNL | 0 | 0 | 0
17 | OCGT | 1 | 1100 | 0.27 | 0.9 | NL | ProducerNL | 0 | 0 | 0
18 | OCGT | 1 | 1100 | 0.28 | 0.9 | NL | ProducerNL | 0 | 0 | 0
19 | OCGT | 1 | 1100 | 0.29 | 0.9 | NL | ProducerNL | 0 | 0 | 0
20 | OCGT | 1 | 1100 | 0.3 | 0.9 | NL | ProducerNL | 0 | 0 | 0
21 | WTG_offshore | 1 | 1 | 1 | 1 | NL | ProducerNL | 0 | 0 | 0

## superGroupedNL
number | Technology | Age | Capacity | Efficiency | Availability | Location | Owner | cash | DischarginEfficiency | InitialEnergyLevelInMWH | highly renewable scenarioi to test if batteries are installed
1 | Biomass_CHP_wood_pellets_DH | 20 | 2000 | 0.41 | 0.9 | NL | ProducerNL | 0 | 0 | 0
2 | Hydropower_reservoir_medium | 14 | 100 | 1 | 1 | NL | ProducerNL | 0 | 0 | 0
3 | WTG_onshore | 14 | 8000 | 1 | 1 | NL | ProducerNL | 0 | 0 | 0
4 | Nuclear | 13 | 484 | 0.34 | 0.95 | NL | ProducerNL | 0 | 0 | 0
5 | Lithium_ion_battery | 0 | 30 | 1 | 1 | NL | ProducerNL | 0 | 0 | 0
6 | Lithium_ion_battery | 0 | 300 | 1 | 1 | NL | ProducerNL | 0 | 0 | 0
7 | PV_utility_systems | 1 | 20000 | 1 | 1 | NL | ProducerNL | 0 | 0 | 0
8 | WTG_offshore | 0 | 15000 | 1 | 1 | NL | ProducerNL | 0 | 0 | 0
9 | OCGT | 7 | 1000 | 0.44 | 0.9 | NL | ProducerNL | 0 | 0 | 0
10 | OCGT | 7 | 2000 | 0.44 | 0.9 | NL | ProducerNL | 0 | 0 | 0
11 | Fuel oil PGT | 0 | 4000 | 0.33 | 1 | NL | ProducerNL | 0 | 0 | 0
12 | Fuel oil PGT | 5 | 5000 | 0.34 | 1 | NL | ProducerNL | 0 | 0 | 0
13 | Fuel oil PGT | 10 | 1000 | 0.35 | 1 | NL | ProducerNL | 0 | 0 | 0
14 | Fuel oil PGT | 15 | 1000 | 0.36 | 1 | NL | ProducerNL | 0 | 0 | 0
15 | Fuel oil PGT | 20 | 1000 | 0.37 | 1 | NL | ProducerNL | 0 | 0 | 0

## AnalysisforNiPlants
| Ni new plants | ENTSOE | difference
Biomass_CHP_wood_pellets_PH | 40.207 | 38 | 2.207
CCGT | 484 | 486 | -2
CCGT_CHP_backpressure_DH | 632.768 | 1243 | -610.232
Coal PSC | 962.69 | 957 | 5.69
Hydropower_reservoir_medium | 1103 | 1103 | 0 | how is the hydropower?
Nuclear | 4060 | 4631 | -571
OCGT | 4236.994 | 3669 | 567.994
PV_utility_systems | 6789.91 | 3937 | 2852.91
WTG_offshore | 7586 | 7069 | 517
WTG_onshore | 8501.963 | 8501 | 0.96301
total | 34397.532 | 31634 | 2763.532

## extendedNLRES
pps | Technology | Age | Capacity | Efficiency | Location | Owner | cash | DischarginEfficiency | InitialEnergyLevelInMWH | availability_weighted_mean
1 | CCGT | 1 | 341 | 0.52 | NL | ProducerNL | 0 | 0 | 0 | 0.9
2 | CCGT | 2 | 800 | 0.56 | NL | ProducerNL | 0 | 0 | 0 | 0.9
3 | CCGT | 3 | 874 | 0.58 | NL | ProducerNL | 0 | 0 | 0 | 0.9
4 | CCGT | 4 | 420 | 0.59 | NL | ProducerNL | 0 | 0 | 0 | 0.9
5 | CCGT | 6 | 872 | 0.58499 | NL | ProducerNL | 0 | 0 | 0 | 0.9
6 | CCGT | 7 | 420 | 0.59 | NL | ProducerNL | 0 | 0 | 0 | 0.9
7 | CCGT | 8 | 426 | 0.58 | NL | ProducerNL | 0 | 0 | 0 | 0.9
8 | CCGT | 9 | 1295 | 0.58798 | NL | ProducerNL | 0 | 0 | 0 | 0.9
9 | CCGT | 10 | 870 | 0.59 | NL | ProducerNL | 0 | 0 | 0 | 0.9
10 | CCGT | 19 | 245 | 0.51 | NL | ProducerNL | 0 | 0 | 0 | 0.9
11 | CCGT | 22 | 682 | 0.52 | NL | ProducerNL | 0 | 0 | 0 | 0.9
12 | CCGT | 23 | 341 | 0.52 | NL | ProducerNL | 0 | 0 | 0 | 0.9
13 | Hydropower_reservoir_medium | 14 | 40.207 | 1 | NL | ProducerNL | 0 | 0 | 0 | 1
14 | Nuclear | 13 | 484 | 0.34 | NL | ProducerNL | 0 | 0 | 0 | 0.95
15 | PV_utility_systems | 0 | 2400.537 | 1 | NL | ProducerNL | 0 | 0 | 0 | 1
16 | PV_utility_systems | 1 | 1527.304 | 1 | NL | ProducerNL | 0 | 0 | 0 | 1
17 | PV_utility_systems | 2 | 588.569 | 1 | NL | ProducerNL | 0 | 0 | 0 | 1
18 | PV_utility_systems | 3 | 633.914 | 1 | NL | ProducerNL | 0 | 0 | 0 | 1
19 | PV_utility_systems | 4 | 498.2 | 1 | NL | ProducerNL | 0 | 0 | 0 | 1
20 | PV_utility_systems | 5 | 492.642 | 1 | NL | ProducerNL | 0 | 0 | 0 | 1
21 | PV_utility_systems | 6 | 648.744 | 1 | NL | ProducerNL | 0 | 0 | 0 | 1
22 | WTG_onshore | 1 | 425.903 | 1 | NL | ProducerNL | 0 | 0 | 0 | 1
23 | WTG_onshore | 2 | 551.907 | 1 | NL | ProducerNL | 0 | 0 | 0 | 1
24 | WTG_onshore | 3 | 659.473 | 1 | NL | ProducerNL | 0 | 0 | 0 | 1
25 | WTG_onshore | 11 | 638.662 | 1 | NL | ProducerNL | 0 | 0 | 0 | 1
26 | WTG_onshore | 12 | 317.364 | 1 | NL | ProducerNL | 0 | 0 | 0 | 1
27 | WTG_onshore | 13 | 285.598 | 1 | NL | ProducerNL | 0 | 0 | 0 | 1
28 | WTG_onshore | 14 | 1016.313 | 1 | NL | ProducerNL | 0 | 0 | 0 | 1
29 | OCGT | 33 | 643 | 0.38765 | NL | ProducerNL | 0 | 0 | 0 | 0.9
30 | OCGT | 45 | 460 | 0.363 | NL | ProducerNL | 0 | 0 | 0 | 0.9
31 | Biomass_CHP_wood_pellets_PH | 14 | 1.768 | 0.3 | NL | ProducerNL | 0 | 0 | 0 | 0.74201
32 | WTG_offshore | 0 | 1200 | 1 | NL | ProducerNL | 0 | 0 | 0 | 1
33 | WTG_offshore | 0 | 1200 | 1 | NL | ProducerNL | 0 | 0 | 0 | 1
34 | WTG_offshore | 0 | 1200 | 1 | NL | ProducerNL | 0 | 0 | 0 | 1
35 | WTG_offshore | 0 | 1200 | 1 | NL | ProducerNL | 0 | 0 | 0 | 1
36 | WTG_offshore | 0 | 1200 | 1 | NL | ProducerNL | 0 | 0 | 0 | 1
37 | WTG_offshore | 0 | 1200 | 1 | NL | ProducerNL | 0 | 0 | 0 | 1
38 | WTG_offshore | 0 | 1200 | 1 | NL | ProducerNL | 0 | 0 | 0 | 1
39 | Lithium_ion_battery | 0 | 2000 | 1 | NL | ProducerNL | 0 | 0 | 0 | 1
40 | Lithium_ion_battery | 0 | 1800 | 1 | NL | ProducerNL | 0 | 0 | 0 | 1
41 | Lithium_ion_battery | 0 | 1500 | 1 | NL | ProducerNL | 0 | 0 | 0 | 1
42 | Lithium_ion_battery | 0 | 1000 | 1 | NL | ProducerNL | 0 | 0 | 0 | 1
43 | Lithium_ion_battery | 0 | 500 | 1 | NL | ProducerNL | 0 | 0 | 0 | 1
44 | Lithium_ion_battery | 0 | 300 | 1 | NL | ProducerNL | 0 | 0 | 0 | 1

## extendedNL
pp | Technology | Age | Capacity | Efficiency | availability_weighted_mean | Location | Owner | cash | DischarginEfficiency | Row Labels | Sum of Capacity
0 | Biomass_CHP_wood_pellets_DH | 25 | 631 | 0.42 | 0.8 | NL | ProducerNL | 0 | 0 | Biomass_CHP_wood_pellets_DH | 631
1 | Coal PSC | 4 | 790 | 0.46 | 0.9 | NL | ProducerNL | 0 | 0 | Biomass_CHP_wood_pellets_PH | 1.768
2 | Coal PSC | 5 | 2640 | 0.46 | 0.9 | NL | ProducerNL | 0 | 0 | CCGT | 7586
3 | Coal PSC | 24 | 630 | 0.41 | 0.9 | NL | ProducerNL | 0 | 0 | CCGT_CHP_backpressure_DH | 8501.963
4 | CCGT | 1 | 341 | 0.52 | 0.9 | NL | ProducerNL | 0 | 0 | Coal PSC | 4060
5 | CCGT | 2 | 800 | 0.56 | 0.9 | NL | ProducerNL | 0 | 0 | Hydropower_reservoir_medium | 40.207
6 | CCGT | 3 | 874 | 0.58 | 0.9 | NL | ProducerNL | 0 | 0 | Nuclear | 484
7 | CCGT | 4 | 420 | 0.59 | 0.9 | NL | ProducerNL | 0 | 0 | OCGT | 1103
8 | CCGT | 6 | 872 | 0.58499 | 0.9 | NL | ProducerNL | 0 | 0 | PV_utility_systems | 6789.91
9 | CCGT | 7 | 420 | 0.59 | 0.9 | NL | ProducerNL | 0 | 0 | WTG_offshore | 962.69
10 | CCGT | 8 | 426 | 0.58 | 0.9 | NL | ProducerNL | 0 | 0 | WTG_onshore | 4236.994
11 | CCGT | 9 | 1295 | 0.58798 | 0.9 | NL | ProducerNL | 0 | 0 | Grand Total | 34397.532
12 | CCGT | 10 | 870 | 0.59 | 0.9 | NL | ProducerNL | 0 | 0
13 | CCGT | 19 | 245 | 0.51 | 0.9 | NL | ProducerNL | 0 | 0 | Biomass_CHP_wood_pellets_DH were coforing mostly biomass
14 | CCGT | 22 | 682 | 0.52 | 0.9 | NL | ProducerNL | 0 | 0
15 | CCGT | 23 | 341 | 0.52 | 0.9 | NL | ProducerNL | 0 | 0
16 | Hydropower_reservoir_medium | 14 | 40.207 | 1 | 1 | NL | ProducerNL | 0 | 0
17 | Nuclear | 13 | 484 | 0.34 | 0.95 | NL | ProducerNL | 0 | 0
18 | PV_utility_systems | 0 | 2400.537 | 1 | 1 | NL | ProducerNL | 0 | 0
19 | PV_utility_systems | 1 | 1527.304 | 1 | 1 | NL | ProducerNL | 0 | 0
20 | PV_utility_systems | 2 | 588.569 | 1 | 1 | NL | ProducerNL | 0 | 0
21 | PV_utility_systems | 3 | 633.914 | 1 | 1 | NL | ProducerNL | 0 | 0
22 | PV_utility_systems | 4 | 498.2 | 1 | 1 | NL | ProducerNL | 0 | 0
23 | PV_utility_systems | 5 | 492.642 | 1 | 1 | NL | ProducerNL | 0 | 0
24 | PV_utility_systems | 6 | 648.744 | 1 | 1 | NL | ProducerNL | 0 | 0
25 | WTG_offshore | 2 | 203.696 | 1 | 1 | NL | ProducerNL | 0 | 0
26 | WTG_offshore | 3 | 758.994 | 1 | 1 | NL | ProducerNL | 0 | 0
27 | WTG_onshore | 0 | 341.774 | 1 | 1 | NL | ProducerNL | 0 | 0
28 | WTG_onshore | 1 | 425.903 | 1 | 1 | NL | ProducerNL | 0 | 0
29 | WTG_onshore | 2 | 551.907 | 1 | 1 | NL | ProducerNL | 0 | 0
30 | WTG_onshore | 3 | 659.473 | 1 | 1 | NL | ProducerNL | 0 | 0
31 | WTG_onshore | 11 | 638.662 | 1 | 1 | NL | ProducerNL | 0 | 0
32 | WTG_onshore | 12 | 317.364 | 1 | 1 | NL | ProducerNL | 0 | 0
33 | WTG_onshore | 13 | 285.598 | 1 | 1 | NL | ProducerNL | 0 | 0
34 | WTG_onshore | 14 | 1016.313 | 1 | 1 | NL | ProducerNL | 0 | 0
35 | OCGT | 33 | 643 | 0.38765 | 0.9 | NL | ProducerNL | 0 | 0
36 | OCGT | 45 | 460 | 0.363 | 0.9 | NL | ProducerNL | 0 | 0
37 | Biomass_CHP_wood_pellets_PH | 14 | 1.768 | 0.3 | 0.74201 | NL | ProducerNL | 0 | 0
38 | CCGT_CHP_backpressure_DH | 6 | 444.2 | 0.58441 | 0.89172 | NL | ProducerNL | 0 | 0
39 | CCGT_CHP_backpressure_DH | 11 | 862.64 | 0.41 | 0.9 | NL | ProducerNL | 0 | 0
40 | CCGT_CHP_backpressure_DH | 12 | 721 | 0.41 | 0.9 | NL | ProducerNL | 0 | 0
41 | CCGT_CHP_backpressure_DH | 13 | 641 | 0.41 | 0.9 | NL | ProducerNL | 0 | 0
42 | CCGT_CHP_backpressure_DH | 14 | 739.293 | 0.29419 | 0.85153 | NL | ProducerNL | 0 | 0
43 | CCGT_CHP_backpressure_DH | 19 | 541.817 | 0.40885 | 0.80465 | NL | ProducerNL | 0 | 0
44 | CCGT_CHP_backpressure_DH | 20 | 557.934 | 0.41587 | 0.90357 | NL | ProducerNL | 0 | 0
45 | CCGT_CHP_backpressure_DH | 22 | 1040.24 | 0.35755 | 0.90748 | NL | ProducerNL | 0 | 0
46 | CCGT_CHP_backpressure_DH | 23 | 1101.962 | 0.43747 | 0.86452 | NL | ProducerNL | 0 | 0
47 | CCGT_CHP_backpressure_DH | 28 | 655.181 | 0.35212 | 0.839 | NL | ProducerNL | 0 | 0
48 | CCGT_CHP_backpressure_DH | 29 | 385.096 | 0.37458 | 0.84204 | NL | ProducerNL | 0 | 0
49 | CCGT_CHP_backpressure_DH | 32 | 811.6 | 0.36923 | 0.8862 | NL | ProducerNL | 0 | 0

## groupedNL
pp | Technology | Age | Capacity | Efficiency | availability_weighted_mean | Location | Owner | cash | DischarginEfficiency | InitialEnergyLevelInMWH
0 | OCGT | 33 | 2103 | 0.37737 | 0.9 | NL | ProducerNL | 0 | 0 | 0
1 | CCGT_CHP_backpressure_DH | 22 | 2992 | 0.47583 | 0.9 | NL | ProducerNL | 0 | 0 | 0
2 | Biomass_CHP_wood_pellets_DH | 4 | 450 | 0.46 | 0.9 | NL | ProducerNL | 0 | 0 | 0
3 | Biomass_CHP_wood_pellets_DH | 24 | 430 | 0.41 | 0.9 | NL | ProducerNL | 0 | 0 | 0
4 | Biomass_CHP_wood_pellets_DH | 25 | 331 | 0.42 | 0.8 | NL | ProducerNL | 0 | 0 | 0
5 | CCGT | 2 | 2141 | 0.54805 | 0.9 | NL | ProducerNL | 0 | 0 | 0
6 | CCGT | 3 | 1294 | 0.58325 | 0.9 | NL | ProducerNL | 0 | 0 | 0
7 | CCGT | 6 | 1292 | 0.58662 | 0.9 | NL | ProducerNL | 0 | 0 | 0
8 | CCGT | 9 | 1721 | 0.58601 | 0.9 | NL | ProducerNL | 0 | 0 | 0
9 | CCGT | 10 | 1870 | 0.59 | 0.9 | NL | ProducerNL | 0 | 0 | 0
10 | CCGT | 22 | 2268 | 0.51807 | 0.9 | NL | ProducerNL | 0 | 0 | 0
11 | Hydropower_reservoir_medium | 14 | 40.419 | 1 | 1 | NL | ProducerNL | 0 | 0 | 0
12 | PV_utility_systems | 1 | 2115.873 | 1 | 1 | NL | ProducerNL | 0 | 0 | 0
13 | PV_utility_systems | 3 | 1800 | 1 | 1 | NL | ProducerNL | 0 | 0 | 0
14 | WTG_onshore | 14 | 3600 | 1 | 1 | NL | ProducerNL | 0 | 0 | 0
15 | Nuclear | 13 | 484 | 0.34 | 0.95 | NL | ProducerNL | 0 | 0 | 0
16 | Coal PSC | 20 | 2300 | 0.40863 | 1 | NL | ProducerNL | 0 | 0 | 0
17 | Coal PSC | 10 | 2300 | 0.4 | 1 | NL | ProducerNL | 0 | 0 | 0
18 | WTG_offshore | 30 | 15000 | 1 | 1 | NL | ProducerNL | 0 | 0 | 0
19 | OCGT | 35 | 1000 | 0.1 | 0.9 | NL | ProducerNL | 0 | 0 | 0

## groupedNLOld_Ni
number | Technology | Age | Capacity | Efficiency | availability_weighted_mean | Location | Owner | cash | DischarginEfficiency
0 | OCGT | 33 | 1103 | 0.37737 | 0.9 | NL | ProducerNL | 0 | 0
1 | CCGT_CHP_backpressure_DH | 22 | 1992 | 0.47583 | 0.9 | NL | ProducerNL | 0 | 0
2 | Biomass_CHP_wood_pellets_DH | 4 | 790 | 0.46 | 0.9 | NL | ProducerNL | 0 | 0
3 | Biomass_CHP_wood_pellets_DH | 5 | 2642 | 0.45988 | 0.89988 | NL | ProducerNL | 0 | 0
4 | Biomass_CHP_wood_pellets_DH | 24 | 630 | 0.41 | 0.9 | NL | ProducerNL | 0 | 0
5 | Biomass_CHP_wood_pellets_DH | 25 | 631 | 0.42 | 0.8 | NL | ProducerNL | 0 | 0
6 | CCGT | -2 | 870 | 0.57 | 0.9 | NL | ProducerNL | 0 | 0
7 | CCGT | -1 | 1117 | 0.53947 | 0.9 | NL | ProducerNL | 0 | 0
8 | CCGT | 2 | 1141 | 0.54805 | 0.9 | NL | ProducerNL | 0 | 0
9 | CCGT | 3 | 1294 | 0.58325 | 0.9 | NL | ProducerNL | 0 | 0
10 | CCGT | 6 | 1292 | 0.58662 | 0.9 | NL | ProducerNL | 0 | 0
11 | CCGT | 9 | 1721 | 0.58601 | 0.9 | NL | ProducerNL | 0 | 0
12 | CCGT | 10 | 870 | 0.59 | 0.9 | NL | ProducerNL | 0 | 0
13 | CCGT | 22 | 1268 | 0.51807 | 0.9 | NL | ProducerNL | 0 | 0
14 | Hydropower_reservoir_medium | 14 | 40.419 | 1 | 1 | NL | ProducerNL | 0 | 0
15 | PV_utility_systems | -4 | 3930.108 | 1 | 1 | NL | ProducerNL | 0 | 0 | Wrong: Cofiring was assigned to Biomass instead of coal
16 | PV_utility_systems | -3 | 2576.763 | 1 | 1 | NL | ProducerNL | 0 | 0
17 | PV_utility_systems | -2 | 2189.635 | 1 | 1 | NL | ProducerNL | 0 | 0
18 | PV_utility_systems | -1 | 3095.902 | 1 | 1 | NL | ProducerNL | 0 | 0
19 | PV_utility_systems | 0 | 2400.537 | 1 | 1 | NL | ProducerNL | 0 | 0
20 | PV_utility_systems | 1 | 2115.873 | 1 | 1 | NL | ProducerNL | 0 | 0
21 | PV_utility_systems | 3 | 2273.5 | 1 | 1 | NL | ProducerNL | 0 | 0
22 | WTG_onshore | 14 | 6010.877 | 1 | 1 | NL | ProducerNL | 0 | 0
23 | Nuclear | 13 | 484 | 0.34 | 0.95 | NL | ProducerNL | 0 | 0
24 | WTG_offshore | -4 | 759.914 | 1 | 1 | NL | ProducerNL | 0 | 0
25 | WTG_offshore | -3 | 759.914 | 1 | 1 | NL | ProducerNL | 0 | 0
26 | WTG_offshore | -2 | 730.973 | 1 | 1 | NL | ProducerNL | 0 | 0
27 | WTG_offshore | -1 | 1695.31 | 1 | 1 | NL | ProducerNL | 0 | 0
28 | Fuel oil PGT | 0 | 300 | 0.1 | 1 | NL | ProducerNL | 0 | 0
29 | Fuel oil PGT | 0 | 300 | 0.1 | 1 | NL | ProducerNL | 0 | 0

## extendedNL2020
| Technology | Age | Capacity | Efficiency | Location | Owner | DischarginEfficiency | cash | Availability | Year | Start
1 | Biomass_CHP_wood_pellets_DH | 25 | 630 | 0.41 | NL | ProducerNL | 0 | 0 | 0.9 | 1995 | 2020
0 | Biomass_CHP_wood_pellets_DH | 26 | 631 | 0.42 | NL | ProducerNL | 0 | 0 | 0.8 | 1994
4 | Biomass_CHP_wood_pellets_DH | 6 | 780 | 0.46 | NL | ProducerNL | 0 | 0 | 0.9 | 2014
5 | Biomass_CHP_wood_pellets_DH | 5 | 790 | 0.46 | NL | ProducerNL | 0 | 0 | 0.9 | 2015
3 | Biomass_CHP_wood_pellets_DH | 6 | 790 | 0.46 | NL | ProducerNL | 0 | 0 | 0.9 | 2014
2 | Biomass_CHP_wood_pellets_DH | 6 | 1070 | 0.46 | NL | ProducerNL | 0 | 0 | 0.9 | 2014
18 | CCGT | 20 | 245 | 0.51 | NL | ProducerNL | 0 | 0 | 0.9 | 2000
33 | CCGT | 2 | 341 | 0.52 | NL | ProducerNL | 0 | 0 | 0.9 | 2018
16 | CCGT | 23 | 341 | 0.52 | NL | ProducerNL | 0 | 0 | 0.9 | 1997
17 | CCGT | 23 | 341 | 0.52 | NL | ProducerNL | 0 | 0 | 0.9 | 1997
15 | CCGT | 24 | 341 | 0.52 | NL | ProducerNL | 0 | 0 | 0.9 | 1996
31 | CCGT | 3 | 400 | 0.56 | NL | ProducerNL | 0 | 0 | 0.9 | 2017
32 | CCGT | 3 | 400 | 0.56 | NL | ProducerNL | 0 | 0 | 0.9 | 2017
28 | CCGT | 5 | 420 | 0.59 | NL | ProducerNL | 0 | 0 | 0.9 | 2015
25 | CCGT | 8 | 420 | 0.59 | NL | ProducerNL | 0 | 0 | 0.9 | 2012
23 | CCGT | 10 | 425 | 0.59 | NL | ProducerNL | 0 | 0 | 0.9 | 2010
24 | CCGT | 9 | 426 | 0.58 | NL | ProducerNL | 0 | 0 | 0.9 | 2011
26 | CCGT | 7 | 435 | 0.59 | NL | ProducerNL | 0 | 0 | 0.9 | 2013
21 | CCGT | 10 | 435 | 0.587 | NL | ProducerNL | 0 | 0 | 0.9 | 2010
22 | CCGT | 10 | 435 | 0.587 | NL | ProducerNL | 0 | 0 | 0.9 | 2010
19 | CCGT | 11 | 435 | 0.59 | NL | ProducerNL | 0 | 0 | 0.9 | 2009
20 | CCGT | 11 | 435 | 0.59 | NL | ProducerNL | 0 | 0 | 0.9 | 2009
29 | CCGT | 4 | 437 | 0.58 | NL | ProducerNL | 0 | 0 | 0.9 | 2016
30 | CCGT | 4 | 437 | 0.58 | NL | ProducerNL | 0 | 0 | 0.9 | 2016
27 | CCGT | 7 | 437 | 0.58 | NL | ProducerNL | 0 | 0 | 0.9 | 2013
244 | CCGT_CHP_backpressure_DH | 37 | 25 | 0.42 | NL | ProducerNL | 0 | 0 | 0.9 | 1983
245 | CCGT_CHP_backpressure_DH | 37 | 25 | 0.42 | NL | ProducerNL | 0 | 0 | 0.9 | 1983
246 | CCGT_CHP_backpressure_DH | 36 | 26 | 0.41 | NL | ProducerNL | 0 | 0 | 0.9 | 1984
249 | CCGT_CHP_backpressure_DH | 31 | 28 | 0.41 | NL | ProducerNL | 0 | 0 | 0.9 | 1989
255 | CCGT_CHP_backpressure_DH | 16 | 78 | 0.42 | NL | ProducerNL | 0 | 0 | 0.9 | 2004
248 | CCGT_CHP_backpressure_DH | 33 | 81 | 0.42 | NL | ProducerNL | 0 | 0 | 0.9 | 1987
243 | CCGT_CHP_backpressure_DH | 37 | 97 | 0.38 | NL | ProducerNL | 0 | 0 | 0.9 | 1983
247 | CCGT_CHP_backpressure_DH | 35 | 103 | 0.42 | NL | ProducerNL | 0 | 0 | 0.9 | 1985
253 | CCGT_CHP_backpressure_DH | 23 | 144 | 0.41 | NL | ProducerNL | 0 | 0 | 0.9 | 1997
250 | CCGT_CHP_backpressure_DH | 30 | 217 | 0.42 | NL | ProducerNL | 0 | 0 | 0.9 | 1990
254 | CCGT_CHP_backpressure_DH | 23 | 220 | 0.42 | NL | ProducerNL | 0 | 0 | 0.9 | 1997
251 | CCGT_CHP_backpressure_DH | 24 | 247 | 0.53 | NL | ProducerNL | 0 | 0 | 0.9 | 1996
252 | CCGT_CHP_backpressure_DH | 24 | 266 | 0.48 | NL | ProducerNL | 0 | 0 | 0.9 | 1996
256 | CCGT_CHP_backpressure_DH | 7 | 435 | 0.59 | NL | ProducerNL | 0 | 0 | 0.9 | 2013
68 | Hydropower_reservoir_medium | 1 | 0.113 | 1 | NL | ProducerNL | 0 | 0 | 1 | 2019
67 | Hydropower_reservoir_medium | 5 | 0.313 | 1 | NL | ProducerNL | 0 | 0 | 1 | 2015
66 | Hydropower_reservoir_medium | 10 | 1.168 | 1 | NL | ProducerNL | 0 | 0 | 1 | 2010
65 | Hydropower_reservoir_medium | 15 | 38.613 | 1 | NL | ProducerNL | 0 | 0 | 1 | 2005
218 | OCGT | 46 | 324 | 0.363 | NL | ProducerNL | 0 | 0 | 0.9 | 1974
219 | OCGT | 34 | 375 | 0.38 | NL | ProducerNL | 0 | 0 | 0.9 | 1986
86 | Nuclear | 14 | 484 | 0.34 | NL | ProducerNL | 0 | 0 | 0.95 | 2006
210 | OCGT | 8 | 72 | 0.44 | NL | ProducerNL | 0 | 0 | 0.9 | 2012
211 | OCGT | 8 | 72 | 0.44 | NL | ProducerNL | 0 | 0 | 0.9 | 2012
209 | OCGT | 16 | 124 | 0.35 | NL | ProducerNL | 0 | 0 | 0.9 | 2004
208 | OCGT | 46 | 136 | 0.363 | NL | ProducerNL | 0 | 0 | 0.9 | 1974
90 | PV_utility_systems | 10 | 23.736 | 2 | NL | ProducerNL | 0 | 0 | 1 | 2010
89 | PV_utility_systems | 15 | 75.769 | 1 | NL | ProducerNL | 0 | 0 | 1 | 2005
91 | PV_utility_systems | 5 | 1540.091 | 3 | NL | ProducerNL | 0 | 0 | 1 | 2015
92 | PV_utility_systems | 1 | 5150.324 | 4 | NL | ProducerNL | 0 | 0 | 1 | 2019
223 | Biomass_CHP_wood_pellets_DH | 15 | 1.768 | 0.3 | NL | ProducerNL | 0 | 0 | 0.74201 | 2005
136 | WTG_offshore | 5 | 128.069 | 1 | NL | ProducerNL | 0 | 0 | 1 | 2015
135 | WTG_offshore | 10 | 227.05 | 1 | NL | ProducerNL | 0 | 0 | 1 | 2010
137 | WTG_offshore | 1 | 607.571 | 1 | NL | ProducerNL | 0 | 0 | 1 | 2019
164 | WTG_onshore | 5 | 366.381 | 3 | NL | ProducerNL | 0 | 0 | 1 | 2015
162 | WTG_onshore | 15 | 1016.313 | 1 | NL | ProducerNL | 0 | 0 | 1 | 2005
163 | WTG_onshore | 10 | 1203.053 | 2 | NL | ProducerNL | 0 | 0 | 1 | 2010
165 | WTG_onshore | 1 | 1651.247 | 4 | NL | ProducerNL | 0 | 0 | 1 | 2019
Note on A45: [Threaded comment] Your version of Excel allows you to read this threaded comment; however, any edits to it will get removed if the file is opened in a newer version of Excel. Learn more: https://go.microsoft.com/fwlink/?linkid=870924 Comment: These were IC
Note on A56: [Threaded comment] Your version of Excel allows you to read this threaded comment; however, any edits to it will get removed if the file is opened in a newer version of Excel. Learn more: https://go.microsoft.com/fwlink/?linkid=870924 Comment: This was waste

## extendedDEmoreoptimal
| Technology | Age | Capacity | Efficiency | Location | Owner | DischargingEfficiency | Id | cash
0 | PV_utility_systems | 8 | 7604 | 1 | DE | ProducerDE | 0 | 0 | 0
1 | PV_utility_systems | 10 | 7440 | 1 | DE | ProducerDE | 0 | 0 | 0
2 | PV_utility_systems | 9 | 7423 | 1 | DE | ProducerDE | 0 | 0 | 0
3 | WTG_onshore | 3 | 4891 | 1 | DE | ProducerDE | 0 | 0 | 0
4 | WTG_onshore | 6 | 4652 | 1 | DE | ProducerDE | 0 | 0 | 0
5 | PV_utility_systems | 0 | 4625 | 1 | DE | ProducerDE | 0 | 0 | 0
6 | PV_utility_systems | 11 | 4446 | 1 | DE | ProducerDE | 0 | 0 | 0
7 | WTG_onshore | 4 | 3986 | 1 | DE | ProducerDE | 0 | 0 | 0
8 | PV_utility_systems | 1 | 3889 | 1 | DE | ProducerDE | 0 | 0 | 0
9 | PV_utility_systems | 7 | 3677 | 1 | DE | ProducerDE | 0 | 0 | 0
10 | WTG_onshore | 5 | 3676 | 1 | DE | ProducerDE | 0 | 0 | 0
11 | PV_utility_systems | 2 | 2915 | 1 | DE | ProducerDE | 0 | 0 | 0
12 | WTG_onshore | 11 | 2903 | 1 | DE | ProducerDE | 0 | 0 | 0
13 | Nuclear | 34 | 2746 | 0.33 | DE | ProducerDE | 0 | 0 | 0
14 | WTG_onshore | 7 | 2413 | 1 | DE | ProducerDE | 0 | 0 | 0
15 | WTG_onshore | 17 | 2405 | 1 | DE | ProducerDE | 0 | 0 | 0
16 | WTG_offshore | 5 | 2289 | 1 | DE | ProducerDE | 0 | 0 | 0
17 | WTG_onshore | 14 | 2226 | 1 | DE | ProducerDE | 0 | 0 | 0
18 | WTG_onshore | 2 | 2154 | 1 | DE | ProducerDE | 0 | 0 | 0
19 | CCGT | 12 | 2092.5 | 0.585 | DE | ProducerDE | 0 | 0 | 0
20 | WTG_onshore | 16 | 2038 | 1 | DE | ProducerDE | 0 | 0 | 0
21 | WTG_onshore | 8 | 1977 | 1 | DE | ProducerDE | 0 | 0 | 0
22 | WTG_onshore | 20 | 1975.2311 | 1 | DE | ProducerDE | 0 | 0 | 0
23 | PV_utility_systems | 12 | 1950 | 1 | DE | ProducerDE | 0 | 0 | 0
24 | WTG_onshore | 15 | 1829 | 1 | DE | ProducerDE | 0 | 0 | 0
25 | WTG_onshore | 19 | 1773.432 | 1 | DE | ProducerDE | 0 | 0 | 0
26 | WTG_onshore | 9 | 1756 | 1 | DE | ProducerDE | 0 | 0 | 0
27 | WTG_onshore | 21 | 1648.5993 | 1 | DE | ProducerDE | 0 | 0 | 0
28 | WTG_onshore | 13 | 1642 | 1 | DE | ProducerDE | 0 | 0 | 0
29 | PV_utility_systems | 3 | 1613 | 1 | DE | ProducerDE | 0 | 0 | 0
30 | PV_utility_systems | 4 | 1455 | 1 | DE | ProducerDE | 0 | 0 | 0
31 | WTG_onshore | 18 | 1434.671 | 1 | DE | ProducerDE | 0 | 0 | 0
32 | Nuclear | 36 | 1410 | 0.33 | DE | ProducerDE | 0 | 0 | 0
33 | Nuclear | 37 | 1360 | 0.33 | DE | ProducerDE | 0 | 0 | 0
34 | PV_utility_systems | 5 | 1324 | 1 | DE | ProducerDE | 0 | 0 | 0
35 | Nuclear | 33 | 1310 | 0.33 | DE | ProducerDE | 0 | 0 | 0
36 | Nuclear | 38 | 1288 | 0.33 | DE | ProducerDE | 0 | 0 | 0
37 | PV_utility_systems | 13 | 1271 | 1 | DE | ProducerDE | 0 | 0 | 0
38 | WTG_offshore | 3 | 1254 | 1 | DE | ProducerDE | 0 | 0 | 0
39 | CCGT | 22 | 1239.2 | 0.54 | DE | ProducerDE | 0 | 0 | 0
40 | CCGT | 14 | 1230 | 0.576 | DE | ProducerDE | 0 | 0 | 0
41 | Biomass_CHP_wood_pellets_DH | 11 | 1229 | 0.34 | DE | ProducerDE | 0 | 0 | 0
42 | WTG_onshore | 0 | 1221 | 1 | DE | ProducerDE | 0 | 0 | 0
43 | CCGT | 15 | 1217 | 0.5715 | DE | ProducerDE | 0 | 0 | 0
44 | CCGT | 17 | 1207.759 | 0.5625 | DE | ProducerDE | 0 | 0 | 0
45 | PV_utility_systems | 6 | 1190 | 1 | DE | ProducerDE | 0 | 0 | 0
46 | WTG_offshore | 1 | 1135 | 1 | DE | ProducerDE | 0 | 0 | 0
47 | WTG_onshore | 10 | 1126 | 1 | DE | ProducerDE | 0 | 0 | 0
48 | CCGT | 6 | 1117.5 | 0.612 | DE | ProducerDE | 0 | 0 | 0
49 | Hydropower_reservoir_medium | 43 | 1057.4 | 0.75058 | DE | ProducerDE | 0 | 0 | 0
50 | Hydropower_reservoir_medium | 18 | 1052 | 0.75 | DE | ProducerDE | 0 | 0 | 0
51 | WTG_offshore | 2 | 987 | 1 | DE | ProducerDE | 0 | 0 | 0
52 | PV_utility_systems | 15 | 951 | 1 | DE | ProducerDE | 0 | 0 | 0
53 | Hydropower_reservoir_medium | 47 | 926.7 | 0.7509 | DE | ProducerDE | 0 | 0 | 0
54 | WTG_offshore | 4 | 869 | 1 | DE | ProducerDE | 0 | 0 | 0
55 | WTG_onshore | 1 | 865 | 1 | DE | ProducerDE | 0 | 0 | 0
56 | WTG_onshore | 22 | 853.387 | 1 | DE | ProducerDE | 0 | 0 | 0
57 | PV_utility_systems | 14 | 843 | 1 | DE | ProducerDE | 0 | 0 | 0
58 | CCGT | 9 | 1790.5 | 0.5985 | DE | ProducerDE | 0 | 0 | 0
59 | Biomass_CHP_wood_pellets_DH | 15 | 780 | 0.34 | DE | ProducerDE | 0 | 0 | 0
60 | OCGT | 16 | 746.015 | 0.39547 | DE | ProducerDE | 0 | 0 | 0
61 | CCGT | 26 | 734 | 0.522 | DE | ProducerDE | 0 | 0 | 0
62 | Biomass_CHP_wood_pellets_DH | 14 | 707 | 0.34 | DE | ProducerDE | 0 | 0 | 0
63 | Biomass_CHP_wood_pellets_DH | 0 | 688 | 0.34 | DE | ProducerDE | 0 | 0 | 0
64 | Biomass_CHP_wood_pellets_DH | 7 | 682 | 0.34 | DE | ProducerDE | 0 | 0 | 0
65 | Hydropower_reservoir_medium | 13 | 681.6 | 0.75415 | DE | ProducerDE | 0 | 0 | 0
66 | WTG_onshore | 12 | 678 | 1 | DE | ProducerDE | 0 | 0 | 0
67 | PV_utility_systems | 16 | 670 | 1 | DE | ProducerDE | 0 | 0 | 0
68 | CCGT | 11 | 639 | 0.5895 | DE | ProducerDE | 0 | 0 | 0
69 | PV_utility_systems | 18 | 632.3435 | 1 | DE | ProducerDE | 0 | 0 | 0
70 | OCGT | 45 | 619.4 | 0.35966 | DE | ProducerDE | 0 | 0 | 0
71 | OCGT | 6 | 574.31 | 0.4026 | DE | ProducerDE | 0 | 0 | 0
72 | WTG_onshore | 23 | 564.228 | 1 | DE | ProducerDE | 0 | 0 | 0
73 | Biomass_CHP_wood_pellets_DH | 17 | 556 | 0.34 | DE | ProducerDE | 0 | 0 | 0
74 | Biomass_CHP_wood_pellets_DH | 10 | 551 | 0.34 | DE | ProducerDE | 0 | 0 | 0
75 | OCGT | 3 | 535.2 | 0.4059 | DE | ProducerDE | 0 | 0 | 0
76 | CCGT | 25 | 1533 | 0.5265 | DE | ProducerDE | 0 | 0 | 0
77 | WTG_offshore | 6 | 486 | 1 | DE | ProducerDE | 0 | 0 | 0
78 | CCGT | 18 | 484.4 | 0.558 | DE | ProducerDE | 0 | 0 | 0
79 | Hydropower_reservoir_medium | 57 | 465.7 | 0.77232 | DE | ProducerDE | 0 | 0 | 0
80 | OCGT | 9 | 454.24 | 0.40355 | DE | ProducerDE | 0 | 0 | 0
81 | Hydropower_reservoir_medium | 56 | 441.7 | 0.75925 | DE | ProducerDE | 0 | 0 | 0
82 | Biomass_CHP_wood_pellets_DH | 2 | 438 | 0.34 | DE | ProducerDE | 0 | 0 | 0
83 | CCGT | 24 | 430.6 | 0.531 | DE | ProducerDE | 0 | 0 | 0
84 | CCGT | 28 | 413.51 | 0.51261 | DE | ProducerDE | 0 | 0 | 0
85 | Hydropower_reservoir_medium | 64 | 1376.7 | 0.75396 | DE | ProducerDE | 0 | 0 | 0
86 | CCGT | 27 | 360 | 0.48 | DE | ProducerDE | 0 | 0 | 0
87 | Biomass_CHP_wood_pellets_DH | 13 | 354 | 0.34 | DE | ProducerDE | 0 | 0 | 0
88 | OCGT | 26 | 352.5 | 0.3781 | DE | ProducerDE | 0 | 0 | 0
89 | Biomass_CHP_wood_pellets_DH | 12 | 347 | 0.34 | DE | ProducerDE | 0 | 0 | 0
90 | Hydropower_reservoir_medium | 58 | 340 | 0.75441 | DE | ProducerDE | 0 | 0 | 0
91 | Hydropower_reservoir_medium | 67 | 339.2 | 0.78541 | DE | ProducerDE | 0 | 0 | 0
92 | Biomass_CHP_wood_pellets_DH | 1 | 335 | 0.34 | DE | ProducerDE | 0 | 0 | 0
93 | Biomass_CHP_wood_pellets_DH | 3 | 317 | 0.34 | DE | ProducerDE | 0 | 0 | 0
94 | CCGT | 7 | 296.3 | 0.6069 | DE | ProducerDE | 0 | 0 | 0
95 | OCGT | 47 | 289.7 | 0.33613 | DE | ProducerDE | 0 | 0 | 0
96 | Biomass_CHP_wood_pellets_DH | 16 | 280 | 0.34 | DE | ProducerDE | 0 | 0 | 0
97 | OCGT | 10 | 275.78 | 0.40464 | DE | ProducerDE | 0 | 0 | 0
98 | OCGT | 28 | 261.1 | 0.37813 | DE | ProducerDE | 0 | 0 | 0
99 | Biomass_CHP_wood_pellets_DH | 49 | 260.2 | 0.34952 | DE | ProducerDE | 0 | 0 | 0
100 | Biomass_CHP_wood_pellets_DH | 6 | 259 | 0.34 | DE | ProducerDE | 0 | 0 | 0
101 | Biomass_CHP_wood_pellets_DH | 18 | 256 | 0.37645 | DE | ProducerDE | 0 | 0 | 0
102 | Biomass_CHP_wood_pellets_DH | 5 | 253 | 0.34 | DE | ProducerDE | 0 | 0 | 0
103 | WTG_offshore | 0 | 246 | 1 | DE | ProducerDE | 0 | 0 | 0
104 | Hydropower_reservoir_medium | 71 | 244.1 | 0.76927 | DE | ProducerDE | 0 | 0 | 0
105 | WTG_offshore | 7 | 240 | 1 | DE | ProducerDE | 0 | 0 | 0
106 | WTG_onshore | 24 | 233.9354 | 1 | DE | ProducerDE | 0 | 0 | 0
107 | OCGT | 5 | 220.2 | 0.4037 | DE | ProducerDE | 0 | 0 | 0
108 | Hydropower_reservoir_medium | 79 | 220 | 0.75 | DE | ProducerDE | 0 | 0 | 0
109 | Biomass_CHP_wood_pellets_DH | 8 | 201 | 0.34 | DE | ProducerDE | 0 | 0 | 0
110 | CCGT | 13 | 1196 | 0.5805 | DE | ProducerDE | 0 | 0 | 0
111 | CCGT | 23 | 1188.6 | 0.5355 | DE | ProducerDE | 0 | 0 | 0
112 | Hydropower_reservoir_medium | 100 | 183.55 | 0.82179 | DE | ProducerDE | 0 | 0 | 0
113 | OCGT | 49 | 183 | 0.32711 | DE | ProducerDE | 0 | 0 | 0
114 | Hydropower_reservoir_medium | 44 | 179.4 | 0.8 | DE | ProducerDE | 0 | 0 | 0
115 | Hydropower_reservoir_medium | 33 | 177.6 | 0.75355 | DE | ProducerDE | 0 | 0 | 0
116 | Biomass_CHP_wood_pellets_DH | 4 | 174 | 0.34 | DE | ProducerDE | 0 | 0 | 0
117 | OCGT | 51 | 173.2865 | 0.33727 | DE | ProducerDE | 0 | 0 | 0
118 | WTG_onshore | 27 | 172.673 | 1 | DE | ProducerDE | 0 | 0 | 0
119 | PV_utility_systems | 21 | 171.924 | 1 | DE | ProducerDE | 0 | 0 | 0
120 | WTG_onshore | 25 | 170.87 | 1 | DE | ProducerDE | 0 | 0 | 0
121 | Biomass_CHP_wood_pellets_DH | 19 | 169.3934 | 0.38 | DE | ProducerDE | 0 | 0 | 0
122 | OCGT | 4 | 167.451 | 0.4048 | DE | ProducerDE | 0 | 0 | 0
123 | CCGT | 19 | 1165.46 | 0.5531 | DE | ProducerDE | 0 | 0 | 0
124 | Hydropower_reservoir_medium | 98 | 164 | 0.8 | DE | ProducerDE | 0 | 0 | 0
125 | Hydropower_reservoir_medium | 48 | 164 | 0.75 | DE | ProducerDE | 0 | 0 | 0
126 | OCGT | 17 | 163.9 | 0.39118 | DE | ProducerDE | 0 | 0 | 0
127 | OCGT | 29 | 163 | 0.3765 | DE | ProducerDE | 0 | 0 | 0
128 | OCGT | 25 | 159.72 | 0.37783 | DE | ProducerDE | 0 | 0 | 0
129 | OCGT | 15 | 158 | 0.39478 | DE | ProducerDE | 0 | 0 | 0
130 | WTG_onshore | 26 | 157.895 | 1 | DE | ProducerDE | 0 | 0 | 0
131 | OCGT | 38 | 156.5 | 0.34654 | DE | ProducerDE | 0 | 0 | 0
132 | OCGT | 61 | 149 | 0.33308 | DE | ProducerDE | 0 | 0 | 0
133 | Biomass_CHP_wood_pellets_DH | 31 | 147 | 0.34061 | DE | ProducerDE | 0 | 0 | 0
134 | OCGT | 35 | 146 | 0.3462 | DE | ProducerDE | 0 | 0 | 0
135 | OCGT | 8 | 141.6 | 0.4026 | DE | ProducerDE | 0 | 0 | 0
136 | CCGT | 2 | 140.5 | 0.63 | DE | ProducerDE | 0 | 0 | 0
137 | PV_utility_systems | 17 | 139 | 1 | DE | ProducerDE | 0 | 0 | 0
138 | Hydropower_reservoir_medium | 19 | 138 | 0.75 | DE | ProducerDE | 0 | 0 | 0
139 | CCGT | 21 | 135.8 | 0.5445 | DE | ProducerDE | 0 | 0 | 0
140 | OCGT | 74 | 135.5 | 0.32422 | DE | ProducerDE | 0 | 0 | 0
141 | WTG_onshore | 28 | 133.4679 | 1 | DE | ProducerDE | 0 | 0 | 0
142 | Hydropower_reservoir_medium | 95 | 130 | 0.78346 | DE | ProducerDE | 0 | 0 | 0
143 | Biomass_CHP_wood_pellets_DH | 40 | 129.61 | 0.33 | DE | ProducerDE | 0 | 0 | 0
144 | OCGT | 18 | 126.7 | 0.38964 | DE | ProducerDE | 0 | 0 | 0
145 | CCGT | 41 | 125 | 0.4545 | DE | ProducerDE | 0 | 0 | 0
146 | OCGT | 20 | 124.5 | 0.3872 | DE | ProducerDE | 0 | 0 | 0
147 | Biomass_CHP_wood_pellets_DH | 38 | 123.5 | 0.33 | DE | ProducerDE | 0 | 0 | 0
148 | PV_utility_systems | 19 | 122.1209 | 1 | DE | ProducerDE | 0 | 0 | 0
149 | Hydropower_reservoir_medium | 52 | 121.1 | 0.8 | DE | ProducerDE | 0 | 0 | 0
150 | OCGT | 33 | 120.4 | 0.36632 | DE | ProducerDE | 0 | 0 | 0
151 | Biomass_CHP_wood_pellets_DH | 25 | 117.9 | 0.33662 | DE | ProducerDE | 0 | 0 | 0
152 | Hydropower_reservoir_medium | 30 | 117.4 | 0.8 | DE | ProducerDE | 0 | 0 | 0
153 | OCGT | 21 | 115.8 | 0.38573 | DE | ProducerDE | 0 | 0 | 0
154 | Hydropower_reservoir_medium | 69 | 111.5 | 0.8 | DE | ProducerDE | 0 | 0 | 0
155 | OCGT | 19 | 110.55 | 0.3883 | DE | ProducerDE | 0 | 0 | 0
156 | Hydropower_reservoir_medium | 55 | 108.9 | 0.76341 | DE | ProducerDE | 0 | 0 | 0
157 | WTG_offshore | 9 | 108 | 1 | DE | ProducerDE | 0 | 0 | 0
158 | Hydropower_reservoir_medium | 90 | 104.8 | 0.76193 | DE | ProducerDE | 0 | 0 | 0
159 | Hydropower_reservoir_medium | 2 | 103.5 | 0.8 | DE | ProducerDE | 0 | 0 | 0
160 | OCGT | 43 | 100.78 | 0.36256 | DE | ProducerDE | 0 | 0 | 0
161 | Hydropower_reservoir_medium | 74 | 100 | 0.75 | DE | ProducerDE | 0 | 0 | 0
162 | OCGT | 30 | 1097.079 | 0.36578 | DE | ProducerDE | 0 | 0 | 0
163 | Biomass_CHP_wood_pellets_DH | 23 | 95.8 | 0.33511 | DE | ProducerDE | 0 | 0 | 0
164 | Hydropower_reservoir_medium | 62 | 95.7 | 0.77701 | DE | ProducerDE | 0 | 0 | 0
165 | OCGT | 68 | 1094.6 | 0.33404 | DE | ProducerDE | 0 | 0 | 0
166 | PV_utility_systems | 20 | 93.4252 | 1 | DE | ProducerDE | 0 | 0 | 0
167 | Biomass_CHP_wood_pellets_DH | 24 | 93.1 | 0.33 | DE | ProducerDE | 0 | 0 | 0
168 | Hydropower_reservoir_medium | 38 | 91.8 | 0.8 | DE | ProducerDE | 0 | 0 | 0
169 | Hydropower_reservoir_medium | 80 | 91.5 | 0.8 | DE | ProducerDE | 0 | 0 | 0
170 | Hydropower_reservoir_medium | 84 | 88.1 | 0.8 | DE | ProducerDE | 0 | 0 | 0
171 | Hydropower_reservoir_medium | 78 | 84 | 0.8 | DE | ProducerDE | 0 | 0 | 0
172 | Biomass_CHP_wood_pellets_DH | 20 | 81.2 | 0.3715 | DE | ProducerDE | 0 | 0 | 0
173 | WTG_offshore | 8 | 80 | 1 | DE | ProducerDE | 0 | 0 | 0
174 | OCGT | 48 | 1077.7 | 0.31863 | DE | ProducerDE | 0 | 0 | 0
175 | OCGT | 23 | 1072.6 | 0.39394 | DE | ProducerDE | 0 | 0 | 0
176 | Hydropower_reservoir_medium | 63 | 70.3 | 0.75747 | DE | ProducerDE | 0 | 0 | 0
177 | Hydropower_reservoir_medium | 40 | 70 | 0.8 | DE | ProducerDE | 0 | 0 | 0
178 | Biomass_CHP_wood_pellets_DH | 22 | 65.8 | 0.33919 | DE | ProducerDE | 0 | 0 | 0
179 | OCGT | 27 | 1065.6 | 0.37853 | DE | ProducerDE | 0 | 0 | 0
180 | Hydropower_reservoir_medium | 60 | 62.8 | 0.8 | DE | ProducerDE | 0 | 0 | 0
181 | OCGT | 34 | 1060.491 | 0.3718 | DE | ProducerDE | 0 | 0 | 0
182 | Hydropower_reservoir_medium | 39 | 60.3 | 0.7602 | DE | ProducerDE | 0 | 0 | 0
183 | Hydropower_reservoir_medium | 68 | 57.4 | 0.95854 | DE | ProducerDE | 0 | 0 | 0
184 | OCGT | 24 | 1053.1 | 0.3828 | DE | ProducerDE | 0 | 0 | 0
185 | WTG_offshore | 10 | 45 | 1 | DE | ProducerDE | 0 | 0 | 0
186 | WTG_offshore | 11 | 35 | 1 | DE | ProducerDE | 0 | 0 | 0
187 | Biomass_CHP_wood_pellets_DH | 9 | 7 | 0.34 | DE | ProducerDE | 0 | 0 | 0

## extendedDE
| Technology | Age | Capacity | Efficiency | Location | Owner | DischargingEfficiency | Id | cash | Technology
0 | Biomass_CHP_wood_pellets_DH | 18 | 256 | 0.37645 | DE | ProducerDE | 0 | 0 | 0 | Biomass_CHP_wood_pellets_DH
1 | Biomass_CHP_wood_pellets_DH | 19 | 169.3934 | 0.38 | DE | ProducerDE | 0 | 0 | 0 | CCGT
2 | Biomass_CHP_wood_pellets_DH | 20 | 81.2 | 0.3715 | DE | ProducerDE | 0 | 0 | 0 | Coal PSC
3 | Biomass_CHP_wood_pellets_DH | 22 | 65.8 | 0.33919 | DE | ProducerDE | 0 | 0 | 0 | Fuel oil PGT
4 | Biomass_CHP_wood_pellets_DH | 23 | 95.8 | 0.33511 | DE | ProducerDE | 0 | 0 | 0 | Hydropower_reservoir_medium
5 | Biomass_CHP_wood_pellets_DH | 24 | 93.1 | 0.33 | DE | ProducerDE | 0 | 0 | 0 | Lignite PSC
6 | Biomass_CHP_wood_pellets_DH | 25 | 117.9 | 0.33662 | DE | ProducerDE | 0 | 0 | 0 | Nuclear
7 | Biomass_CHP_wood_pellets_DH | 31 | 147 | 0.34061 | DE | ProducerDE | 0 | 0 | 0 | OCGT
8 | Biomass_CHP_wood_pellets_DH | 38 | 123.5 | 0.33 | DE | ProducerDE | 0 | 0 | 0 | PV_utility_systems
9 | Biomass_CHP_wood_pellets_DH | 40 | 129.61 | 0.33 | DE | ProducerDE | 0 | 0 | 0 | WTG_offshore
10 | Biomass_CHP_wood_pellets_DH | 49 | 260.2 | 0.34952 | DE | ProducerDE | 0 | 0 | 0 | WTG_onshore
11 | Biomass_CHP_wood_pellets_DH | 17 | 556 | 0.34 | DE | ProducerDE | 0 | 0 | 0 | 0
12 | Biomass_CHP_wood_pellets_DH | 16 | 280 | 0.34 | DE | ProducerDE | 0 | 0 | 0
13 | Biomass_CHP_wood_pellets_DH | 15 | 780 | 0.34 | DE | ProducerDE | 0 | 0 | 0
14 | Biomass_CHP_wood_pellets_DH | 14 | 707 | 0.34 | DE | ProducerDE | 0 | 0 | 0
15 | Biomass_CHP_wood_pellets_DH | 13 | 354 | 0.34 | DE | ProducerDE | 0 | 0 | 0
16 | Biomass_CHP_wood_pellets_DH | 12 | 347 | 0.34 | DE | ProducerDE | 0 | 0 | 0
17 | Biomass_CHP_wood_pellets_DH | 11 | 1229 | 0.34 | DE | ProducerDE | 0 | 0 | 0
18 | Biomass_CHP_wood_pellets_DH | 10 | 551 | 0.34 | DE | ProducerDE | 0 | 0 | 0
19 | Biomass_CHP_wood_pellets_DH | 9 | 7 | 0.34 | DE | ProducerDE | 0 | 0 | 0
20 | Biomass_CHP_wood_pellets_DH | 8 | 201 | 0.34 | DE | ProducerDE | 0 | 0 | 0
21 | Biomass_CHP_wood_pellets_DH | 7 | 682 | 0.34 | DE | ProducerDE | 0 | 0 | 0
22 | Biomass_CHP_wood_pellets_DH | 6 | 259 | 0.34 | DE | ProducerDE | 0 | 0 | 0
23 | Biomass_CHP_wood_pellets_DH | 5 | 253 | 0.34 | DE | ProducerDE | 0 | 0 | 0
24 | Biomass_CHP_wood_pellets_DH | 4 | 174 | 0.34 | DE | ProducerDE | 0 | 0 | 0
25 | Biomass_CHP_wood_pellets_DH | 3 | 317 | 0.34 | DE | ProducerDE | 0 | 0 | 0
26 | Biomass_CHP_wood_pellets_DH | 2 | 438 | 0.34 | DE | ProducerDE | 0 | 0 | 0
27 | Biomass_CHP_wood_pellets_DH | 1 | 335 | 0.34 | DE | ProducerDE | 0 | 0 | 0
28 | Biomass_CHP_wood_pellets_DH | 0 | 688 | 0.34 | DE | ProducerDE | 0 | 0 | 0
29 | CCGT | 2 | 140.5 | 0.63 | DE | ProducerDE | 0 | 0 | 0
30 | CCGT | 6 | 1117.5 | 0.612 | DE | ProducerDE | 0 | 0 | 0
31 | CCGT | 7 | 296.3 | 0.6069 | DE | ProducerDE | 0 | 0 | 0
32 | CCGT | 9 | 790.5 | 0.5985 | DE | ProducerDE | 0 | 0 | 0
33 | CCGT | 11 | 639 | 0.5895 | DE | ProducerDE | 0 | 0 | 0
34 | CCGT | 12 | 2092.5 | 0.585 | DE | ProducerDE | 0 | 0 | 0
35 | CCGT | 13 | 196 | 0.5805 | DE | ProducerDE | 0 | 0 | 0
36 | CCGT | 14 | 1230 | 0.576 | DE | ProducerDE | 0 | 0 | 0
37 | CCGT | 15 | 1217 | 0.5715 | DE | ProducerDE | 0 | 0 | 0
38 | CCGT | 17 | 1207.759 | 0.5625 | DE | ProducerDE | 0 | 0 | 0
39 | CCGT | 18 | 484.4 | 0.558 | DE | ProducerDE | 0 | 0 | 0
40 | CCGT | 19 | 165.46 | 0.5531 | DE | ProducerDE | 0 | 0 | 0
41 | CCGT | 21 | 135.8 | 0.5445 | DE | ProducerDE | 0 | 0 | 0
42 | CCGT | 22 | 1239.2 | 0.54 | DE | ProducerDE | 0 | 0 | 0
43 | CCGT | 23 | 188.6 | 0.5355 | DE | ProducerDE | 0 | 0 | 0
44 | CCGT | 24 | 430.6 | 0.531 | DE | ProducerDE | 0 | 0 | 0
45 | CCGT | 25 | 533 | 0.5265 | DE | ProducerDE | 0 | 0 | 0
46 | CCGT | 26 | 734 | 0.522 | DE | ProducerDE | 0 | 0 | 0
47 | CCGT | 27 | 360 | 0.48 | DE | ProducerDE | 0 | 0 | 0
48 | CCGT | 28 | 413.51 | 0.51261 | DE | ProducerDE | 0 | 0 | 0
49 | CCGT | 41 | 125 | 0.4545 | DE | ProducerDE | 0 | 0 | 0
50 | CCGT | 42 | 316.7 | 0.45 | DE | ProducerDE | 0 | 0 | 0
51 | CCGT | 46 | 775 | 0.432 | DE | ProducerDE | 0 | 0 | 0
52 | CCGT | 48 | 475 | 0.423 | DE | ProducerDE | 0 | 0 | 0
53 | CCGT | 49 | 1698 | 0.41839 | DE | ProducerDE | 0 | 0 | 0
54 | Coal PSC | 7 | 3174 | 0.4625 | DE | ProducerDE | 0 | 0 | 0
55 | Coal PSC | 8 | 1597.7 | 0.46 | DE | ProducerDE | 0 | 0 | 0
56 | Coal PSC | 9 | 1909 | 0.4575 | DE | ProducerDE | 0 | 0 | 0
57 | Coal PSC | 10 | 433 | 0.455 | DE | ProducerDE | 0 | 0 | 0
58 | Coal PSC | 11 | 716 | 0.4525 | DE | ProducerDE | 0 | 0 | 0
59 | Coal PSC | 12 | 250 | 0.45 | DE | ProducerDE | 0 | 0 | 0
60 | Coal PSC | 13 | 1572 | 0.4475 | DE | ProducerDE | 0 | 0 | 0
61 | Coal PSC | 15 | 350 | 0.4425 | DE | ProducerDE | 0 | 0 | 0
62 | Coal PSC | 16 | 336 | 0.44 | DE | ProducerDE | 0 | 0 | 0
63 | Coal PSC | 17 | 822 | 0.4375 | DE | ProducerDE | 0 | 0 | 0
64 | Coal PSC | 19 | 690 | 0.4325 | DE | ProducerDE | 0 | 0 | 0
65 | Coal PSC | 22 | 123 | 0.425 | DE | ProducerDE | 0 | 0 | 0
66 | Coal PSC | 28 | 527.4 | 0.41013 | DE | ProducerDE | 0 | 0 | 0
67 | Coal PSC | 29 | 889 | 0.4075 | DE | ProducerDE | 0 | 0 | 0
68 | Coal PSC | 30 | 561.7 | 0.41046 | DE | ProducerDE | 0 | 0 | 0
69 | Coal PSC | 31 | 332.7 | 0.4025 | DE | ProducerDE | 0 | 0 | 0
70 | Coal PSC | 32 | 169.9 | 0.4 | DE | ProducerDE | 0 | 0 | 0
71 | Coal PSC | 33 | 762.5 | 0.40152 | DE | ProducerDE | 0 | 0 | 0
72 | Coal PSC | 34 | 713.5 | 0.395 | DE | ProducerDE | 0 | 0 | 0
73 | Coal PSC | 35 | 1157 | 0.3925 | DE | ProducerDE | 0 | 0 | 0
74 | Coal PSC | 37 | 380 | 0.39488 | DE | ProducerDE | 0 | 0 | 0
75 | Coal PSC | 38 | 88.3 | 0.4257 | DE | ProducerDE | 0 | 0 | 0
76 | Coal PSC | 39 | 794.4 | 0.38947 | DE | ProducerDE | 0 | 0 | 0
77 | Coal PSC | 40 | 666.4 | 0.38 | DE | ProducerDE | 0 | 0 | 0
78 | Coal PSC | 41 | 717 | 0.3775 | DE | ProducerDE | 0 | 0 | 0
79 | Coal PSC | 43 | 303 | 0.3725 | DE | ProducerDE | 0 | 0 | 0
80 | Coal PSC | 46 | 1412.6 | 0.365 | DE | ProducerDE | 0 | 0 | 0
81 | Coal PSC | 51 | 190.35 | 0.36881 | DE | ProducerDE | 0 | 0 | 0
82 | Coal PSC | 53 | 345 | 0.3475 | DE | ProducerDE | 0 | 0 | 0
83 | Coal PSC | 54 | 385 | 0.34422 | DE | ProducerDE | 0 | 0 | 0
84 | Coal PSC | 60 | 129 | 0.32748 | DE | ProducerDE | 0 | 0 | 0
85 | Coal PSC | 82 | 188.32 | 0.26622 | DE | ProducerDE | 0 | 0 | 0
86 | Fuel oil PGT | 11 | 83.8 | 0.3971 | DE | ProducerDE | 0 | 0 | 0
87 | Fuel oil PGT | 14 | 60 | 0.38 | DE | ProducerDE | 0 | 0 | 0
88 | Fuel oil PGT | 18 | 97.1 | 0.38 | DE | ProducerDE | 0 | 0 | 0
89 | Fuel oil PGT | 24 | 212 | 0.3828 | DE | ProducerDE | 0 | 0 | 0
90 | Fuel oil PGT | 25 | 97.3 | 0.38008 | DE | ProducerDE | 0 | 0 | 0
91 | Fuel oil PGT | 27 | 87.8 | 0.3795 | DE | ProducerDE | 0 | 0 | 0
92 | Fuel oil PGT | 28 | 190.4 | 0.36544 | DE | ProducerDE | 0 | 0 | 0
93 | Fuel oil PGT | 40 | 93.6 | 0.3332 | DE | ProducerDE | 0 | 0 | 0
94 | Fuel oil PGT | 41 | 136 | 0.3306 | DE | ProducerDE | 0 | 0 | 0
95 | Fuel oil PGT | 45 | 205.9 | 0.32452 | DE | ProducerDE | 0 | 0 | 0
96 | Fuel oil PGT | 46 | 50 | 0.3176 | DE | ProducerDE | 0 | 0 | 0
97 | Fuel oil PGT | 47 | 434.5 | 0.36713 | DE | ProducerDE | 0 | 0 | 0
98 | Fuel oil PGT | 48 | 870.9 | 0.3564 | DE | ProducerDE | 0 | 0 | 0
99 | Fuel oil PGT | 49 | 529 | 0.35048 | DE | ProducerDE | 0 | 0 | 0
100 | Fuel oil PGT | 50 | 303.2 | 0.32518 | DE | ProducerDE | 0 | 0 | 0
101 | Fuel oil PGT | 51 | 111.4 | 0.3046 | DE | ProducerDE | 0 | 0 | 0
102 | Fuel oil PGT | 60 | 90 | 0.3432 | DE | ProducerDE | 0 | 0 | 0
103 | Hydropower_reservoir_medium | 2 | 103.5 | 0.8 | DE | ProducerDE | 0 | 0 | 0
104 | Hydropower_reservoir_medium | 13 | 681.6 | 0.75415 | DE | ProducerDE | 0 | 0 | 0
105 | Hydropower_reservoir_medium | 18 | 1052 | 0.75 | DE | ProducerDE | 0 | 0 | 0
106 | Hydropower_reservoir_medium | 19 | 138 | 0.75 | DE | ProducerDE | 0 | 0 | 0
107 | Hydropower_reservoir_medium | 30 | 117.4 | 0.8 | DE | ProducerDE | 0 | 0 | 0
108 | Hydropower_reservoir_medium | 33 | 177.6 | 0.75355 | DE | ProducerDE | 0 | 0 | 0
109 | Hydropower_reservoir_medium | 38 | 91.8 | 0.8 | DE | ProducerDE | 0 | 0 | 0
110 | Hydropower_reservoir_medium | 39 | 60.3 | 0.7602 | DE | ProducerDE | 0 | 0 | 0
111 | Hydropower_reservoir_medium | 40 | 70 | 0.8 | DE | ProducerDE | 0 | 0 | 0
112 | Hydropower_reservoir_medium | 43 | 1057.4 | 0.75058 | DE | ProducerDE | 0 | 0 | 0
113 | Hydropower_reservoir_medium | 44 | 179.4 | 0.8 | DE | ProducerDE | 0 | 0 | 0
114 | Hydropower_reservoir_medium | 47 | 926.7 | 0.7509 | DE | ProducerDE | 0 | 0 | 0
115 | Hydropower_reservoir_medium | 48 | 164 | 0.75 | DE | ProducerDE | 0 | 0 | 0
116 | Hydropower_reservoir_medium | 52 | 121.1 | 0.8 | DE | ProducerDE | 0 | 0 | 0
117 | Hydropower_reservoir_medium | 55 | 108.9 | 0.76341 | DE | ProducerDE | 0 | 0 | 0
118 | Hydropower_reservoir_medium | 56 | 441.7 | 0.75925 | DE | ProducerDE | 0 | 0 | 0
119 | Hydropower_reservoir_medium | 57 | 465.7 | 0.77232 | DE | ProducerDE | 0 | 0 | 0
120 | Hydropower_reservoir_medium | 58 | 340 | 0.75441 | DE | ProducerDE | 0 | 0 | 0
121 | Hydropower_reservoir_medium | 60 | 62.8 | 0.8 | DE | ProducerDE | 0 | 0 | 0
122 | Hydropower_reservoir_medium | 62 | 95.7 | 0.77701 | DE | ProducerDE | 0 | 0 | 0
123 | Hydropower_reservoir_medium | 63 | 70.3 | 0.75747 | DE | ProducerDE | 0 | 0 | 0
124 | Hydropower_reservoir_medium | 64 | 376.7 | 0.75396 | DE | ProducerDE | 0 | 0 | 0
125 | Hydropower_reservoir_medium | 67 | 339.2 | 0.78541 | DE | ProducerDE | 0 | 0 | 0
126 | Hydropower_reservoir_medium | 68 | 57.4 | 0.95854 | DE | ProducerDE | 0 | 0 | 0
127 | Hydropower_reservoir_medium | 69 | 111.5 | 0.8 | DE | ProducerDE | 0 | 0 | 0
128 | Hydropower_reservoir_medium | 71 | 244.1 | 0.76927 | DE | ProducerDE | 0 | 0 | 0
129 | Hydropower_reservoir_medium | 74 | 100 | 0.75 | DE | ProducerDE | 0 | 0 | 0
130 | Hydropower_reservoir_medium | 78 | 84 | 0.8 | DE | ProducerDE | 0 | 0 | 0
131 | Hydropower_reservoir_medium | 79 | 220 | 0.75 | DE | ProducerDE | 0 | 0 | 0
132 | Hydropower_reservoir_medium | 80 | 91.5 | 0.8 | DE | ProducerDE | 0 | 0 | 0
133 | Hydropower_reservoir_medium | 84 | 88.1 | 0.8 | DE | ProducerDE | 0 | 0 | 0
134 | Hydropower_reservoir_medium | 90 | 104.8 | 0.76193 | DE | ProducerDE | 0 | 0 | 0
135 | Hydropower_reservoir_medium | 95 | 130 | 0.78346 | DE | ProducerDE | 0 | 0 | 0
136 | Hydropower_reservoir_medium | 98 | 164 | 0.8 | DE | ProducerDE | 0 | 0 | 0
137 | Hydropower_reservoir_medium | 100 | 183.55 | 0.82179 | DE | ProducerDE | 0 | 0 | 0
138 | Lignite PSC | 10 | 2780.3 | 0.42884 | DE | ProducerDE | 0 | 0 | 0
139 | Lignite PSC | 12 | 94.8 | 0.424 | DE | ProducerDE | 0 | 0 | 0
140 | Lignite PSC | 13 | 648 | 0.4216 | DE | ProducerDE | 0 | 0 | 0
141 | Lignite PSC | 14 | 628 | 0.4192 | DE | ProducerDE | 0 | 0 | 0
142 | Lignite PSC | 20 | 967.22 | 0.40492 | DE | ProducerDE | 0 | 0 | 0
143 | Lignite PSC | 22 | 1732 | 0.4 | DE | ProducerDE | 0 | 0 | 0
144 | Lignite PSC | 23 | 949 | 0.3976 | DE | ProducerDE | 0 | 0 | 0
145 | Lignite PSC | 24 | 750 | 0.3952 | DE | ProducerDE | 0 | 0 | 0
146 | Lignite PSC | 25 | 750 | 0.3928 | DE | ProducerDE | 0 | 0 | 0
147 | Lignite PSC | 26 | 2780 | 0.39038 | DE | ProducerDE | 0 | 0 | 0
148 | Lignite PSC | 28 | 496 | 0.3856 | DE | ProducerDE | 0 | 0 | 0
149 | Lignite PSC | 29 | 488.3 | 0.3832 | DE | ProducerDE | 0 | 0 | 0
150 | Lignite PSC | 32 | 652.8 | 0.376 | DE | ProducerDE | 0 | 0 | 0
151 | Lignite PSC | 33 | 498.5 | 0.3736 | DE | ProducerDE | 0 | 0 | 0
152 | Lignite PSC | 34 | 232.8 | 0.3712 | DE | ProducerDE | 0 | 0 | 0
153 | Lignite PSC | 35 | 465 | 0.3688 | DE | ProducerDE | 0 | 0 | 0
154 | Lignite PSC | 37 | 361.3 | 0.36388 | DE | ProducerDE | 0 | 0 | 0
155 | Lignite PSC | 43 | 59.5 | 0.3496 | DE | ProducerDE | 0 | 0 | 0
156 | Lignite PSC | 46 | 604 | 0.3424 | DE | ProducerDE | 0 | 0 | 0
157 | Lignite PSC | 47 | 1263 | 0.34 | DE | ProducerDE | 0 | 0 | 0
158 | Lignite PSC | 48 | 663 | 0.3376 | DE | ProducerDE | 0 | 0 | 0
159 | Lignite PSC | 49 | 292 | 0.3352 | DE | ProducerDE | 0 | 0 | 0
160 | Lignite PSC | 50 | 588 | 0.3328 | DE | ProducerDE | 0 | 0 | 0
161 | Lignite PSC | 51 | 299 | 0.3304 | DE | ProducerDE | 0 | 0 | 0
162 | Lignite PSC | 52 | 295 | 0.328 | DE | ProducerDE | 0 | 0 | 0
163 | Lignite PSC | 54 | 297 | 0.3232 | DE | ProducerDE | 0 | 0 | 0
164 | Lignite PSC | 55 | 321 | 0.3208 | DE | ProducerDE | 0 | 0 | 0
165 | Lignite PSC | 57 | 643.5 | 0.3159 | DE | ProducerDE | 0 | 0 | 0
166 | Lignite PSC | 86 | 82 | 0.24772 | DE | ProducerDE | 0 | 0 | 0
167 | Lignite PSC | 105 | 98 | 0.2008 | DE | ProducerDE | 0 | 0 | 0
168 | Nuclear | 33 | 1310 | 0.33 | DE | ProducerDE | 0 | 0 | 0
169 | Nuclear | 34 | 2746 | 0.33 | DE | ProducerDE | 0 | 0 | 0
170 | Nuclear | 36 | 1410 | 0.33 | DE | ProducerDE | 0 | 0 | 0
171 | Nuclear | 37 | 1360 | 0.33 | DE | ProducerDE | 0 | 0 | 0
172 | Nuclear | 38 | 1288 | 0.33 | DE | ProducerDE | 0 | 0 | 0
173 | OCGT | 3 | 535.2 | 0.4059 | DE | ProducerDE | 0 | 0 | 0
174 | OCGT | 4 | 167.451 | 0.4048 | DE | ProducerDE | 0 | 0 | 0
175 | OCGT | 5 | 220.2 | 0.4037 | DE | ProducerDE | 0 | 0 | 0
176 | OCGT | 6 | 574.31 | 0.4026 | DE | ProducerDE | 0 | 0 | 0
177 | OCGT | 8 | 141.6 | 0.4026 | DE | ProducerDE | 0 | 0 | 0
178 | OCGT | 9 | 454.24 | 0.40355 | DE | ProducerDE | 0 | 0 | 0
179 | OCGT | 10 | 275.78 | 0.40464 | DE | ProducerDE | 0 | 0 | 0
180 | OCGT | 15 | 158 | 0.39478 | DE | ProducerDE | 0 | 0 | 0
181 | OCGT | 16 | 746.015 | 0.39547 | DE | ProducerDE | 0 | 0 | 0
182 | OCGT | 17 | 163.9 | 0.39118 | DE | ProducerDE | 0 | 0 | 0
183 | OCGT | 18 | 126.7 | 0.38964 | DE | ProducerDE | 0 | 0 | 0
184 | OCGT | 19 | 110.55 | 0.3883 | DE | ProducerDE | 0 | 0 | 0
185 | OCGT | 20 | 124.5 | 0.3872 | DE | ProducerDE | 0 | 0 | 0
186 | OCGT | 21 | 115.8 | 0.38573 | DE | ProducerDE | 0 | 0 | 0
187 | OCGT | 23 | 72.6 | 0.39394 | DE | ProducerDE | 0 | 0 | 0
188 | OCGT | 24 | 53.1 | 0.3828 | DE | ProducerDE | 0 | 0 | 0
189 | OCGT | 25 | 159.72 | 0.37783 | DE | ProducerDE | 0 | 0 | 0
190 | OCGT | 26 | 352.5 | 0.3781 | DE | ProducerDE | 0 | 0 | 0
191 | OCGT | 27 | 65.6 | 0.37853 | DE | ProducerDE | 0 | 0 | 0
192 | OCGT | 28 | 261.1 | 0.37813 | DE | ProducerDE | 0 | 0 | 0
193 | OCGT | 29 | 163 | 0.3765 | DE | ProducerDE | 0 | 0 | 0
194 | OCGT | 30 | 97.079 | 0.36578 | DE | ProducerDE | 0 | 0 | 0
195 | OCGT | 33 | 120.4 | 0.36632 | DE | ProducerDE | 0 | 0 | 0
196 | OCGT | 34 | 60.491 | 0.3718 | DE | ProducerDE | 0 | 0 | 0
197 | OCGT | 35 | 146 | 0.3462 | DE | ProducerDE | 0 | 0 | 0
198 | OCGT | 38 | 156.5 | 0.34654 | DE | ProducerDE | 0 | 0 | 0
199 | OCGT | 43 | 100.78 | 0.36256 | DE | ProducerDE | 0 | 0 | 0
200 | OCGT | 45 | 619.4 | 0.35966 | DE | ProducerDE | 0 | 0 | 0
201 | OCGT | 47 | 289.7 | 0.33613 | DE | ProducerDE | 0 | 0 | 0
202 | OCGT | 48 | 77.7 | 0.31863 | DE | ProducerDE | 0 | 0 | 0
203 | OCGT | 49 | 183 | 0.32711 | DE | ProducerDE | 0 | 0 | 0
204 | OCGT | 51 | 173.2865 | 0.33727 | DE | ProducerDE | 0 | 0 | 0
205 | OCGT | 61 | 149 | 0.33308 | DE | ProducerDE | 0 | 0 | 0
206 | OCGT | 68 | 94.6 | 0.33404 | DE | ProducerDE | 0 | 0 | 0
207 | OCGT | 74 | 135.5 | 0.32422 | DE | ProducerDE | 0 | 0 | 0
208 | PV_utility_systems | 18 | 632.3435 | 1 | DE | ProducerDE | 0 | 0 | 0
209 | PV_utility_systems | 19 | 122.1209 | 1 | DE | ProducerDE | 0 | 0 | 0
210 | PV_utility_systems | 20 | 93.4252 | 1 | DE | ProducerDE | 0 | 0 | 0
211 | PV_utility_systems | 21 | 171.924 | 1 | DE | ProducerDE | 0 | 0 | 0
212 | PV_utility_systems | 17 | 139 | 1 | DE | ProducerDE | 0 | 0 | 0
213 | PV_utility_systems | 16 | 670 | 1 | DE | ProducerDE | 0 | 0 | 0
214 | PV_utility_systems | 15 | 951 | 1 | DE | ProducerDE | 0 | 0 | 0
215 | PV_utility_systems | 14 | 843 | 1 | DE | ProducerDE | 0 | 0 | 0
216 | PV_utility_systems | 13 | 1271 | 1 | DE | ProducerDE | 0 | 0 | 0
217 | PV_utility_systems | 12 | 1950 | 1 | DE | ProducerDE | 0 | 0 | 0
218 | PV_utility_systems | 11 | 4446 | 1 | DE | ProducerDE | 0 | 0 | 0
219 | PV_utility_systems | 10 | 7440 | 1 | DE | ProducerDE | 0 | 0 | 0
220 | PV_utility_systems | 9 | 7423 | 1 | DE | ProducerDE | 0 | 0 | 0
221 | PV_utility_systems | 8 | 7604 | 1 | DE | ProducerDE | 0 | 0 | 0
222 | PV_utility_systems | 7 | 3677 | 1 | DE | ProducerDE | 0 | 0 | 0
223 | PV_utility_systems | 6 | 1190 | 1 | DE | ProducerDE | 0 | 0 | 0
224 | PV_utility_systems | 5 | 1324 | 1 | DE | ProducerDE | 0 | 0 | 0
225 | PV_utility_systems | 4 | 1455 | 1 | DE | ProducerDE | 0 | 0 | 0
226 | PV_utility_systems | 3 | 1613 | 1 | DE | ProducerDE | 0 | 0 | 0
227 | PV_utility_systems | 2 | 2915 | 1 | DE | ProducerDE | 0 | 0 | 0
228 | PV_utility_systems | 1 | 3889 | 1 | DE | ProducerDE | 0 | 0 | 0
229 | PV_utility_systems | 0 | 4625 | 1 | DE | ProducerDE | 0 | 0 | 0
230 | WTG_offshore | 11 | 35 | 1 | DE | ProducerDE | 0 | 0 | 0
231 | WTG_offshore | 10 | 45 | 1 | DE | ProducerDE | 0 | 0 | 0
232 | WTG_offshore | 9 | 108 | 1 | DE | ProducerDE | 0 | 0 | 0
233 | WTG_offshore | 8 | 80 | 1 | DE | ProducerDE | 0 | 0 | 0
234 | WTG_offshore | 7 | 240 | 1 | DE | ProducerDE | 0 | 0 | 0
235 | WTG_offshore | 6 | 486 | 1 | DE | ProducerDE | 0 | 0 | 0
236 | WTG_offshore | 5 | 2289 | 1 | DE | ProducerDE | 0 | 0 | 0
237 | WTG_offshore | 4 | 869 | 1 | DE | ProducerDE | 0 | 0 | 0
238 | WTG_offshore | 3 | 1254 | 1 | DE | ProducerDE | 0 | 0 | 0
239 | WTG_offshore | 2 | 987 | 1 | DE | ProducerDE | 0 | 0 | 0
240 | WTG_offshore | 1 | 1135 | 1 | DE | ProducerDE | 0 | 0 | 0
241 | WTG_offshore | 0 | 246 | 1 | DE | ProducerDE | 0 | 0 | 0
242 | WTG_onshore | 18 | 1434.671 | 1 | DE | ProducerDE | 0 | 0 | 0
243 | WTG_onshore | 19 | 1773.432 | 1 | DE | ProducerDE | 0 | 0 | 0
244 | WTG_onshore | 20 | 1975.2311 | 1 | DE | ProducerDE | 0 | 0 | 0
245 | WTG_onshore | 21 | 1648.5993 | 1 | DE | ProducerDE | 0 | 0 | 0
246 | WTG_onshore | 22 | 853.387 | 1 | DE | ProducerDE | 0 | 0 | 0
247 | WTG_onshore | 23 | 564.228 | 1 | DE | ProducerDE | 0 | 0 | 0
248 | WTG_onshore | 24 | 233.9354 | 1 | DE | ProducerDE | 0 | 0 | 0
249 | WTG_onshore | 25 | 170.87 | 1 | DE | ProducerDE | 0 | 0 | 0
250 | WTG_onshore | 26 | 157.895 | 1 | DE | ProducerDE | 0 | 0 | 0
251 | WTG_onshore | 27 | 172.673 | 1 | DE | ProducerDE | 0 | 0 | 0
252 | WTG_onshore | 28 | 133.4679 | 1 | DE | ProducerDE | 0 | 0 | 0
253 | WTG_onshore | 17 | 2405 | 1 | DE | ProducerDE | 0 | 0 | 0
254 | WTG_onshore | 16 | 2038 | 1 | DE | ProducerDE | 0 | 0 | 0
255 | WTG_onshore | 15 | 1829 | 1 | DE | ProducerDE | 0 | 0 | 0
256 | WTG_onshore | 14 | 2226 | 1 | DE | ProducerDE | 0 | 0 | 0
257 | WTG_onshore | 13 | 1642 | 1 | DE | ProducerDE | 0 | 0 | 0
258 | WTG_onshore | 12 | 678 | 1 | DE | ProducerDE | 0 | 0 | 0
259 | WTG_onshore | 11 | 2903 | 1 | DE | ProducerDE | 0 | 0 | 0
260 | WTG_onshore | 10 | 1126 | 1 | DE | ProducerDE | 0 | 0 | 0
261 | WTG_onshore | 9 | 1756 | 1 | DE | ProducerDE | 0 | 0 | 0
262 | WTG_onshore | 8 | 1977 | 1 | DE | ProducerDE | 0 | 0 | 0
263 | WTG_onshore | 7 | 2413 | 1 | DE | ProducerDE | 0 | 0 | 0
264 | WTG_onshore | 6 | 4652 | 1 | DE | ProducerDE | 0 | 0 | 0
265 | WTG_onshore | 5 | 3676 | 1 | DE | ProducerDE | 0 | 0 | 0
266 | WTG_onshore | 4 | 3986 | 1 | DE | ProducerDE | 0 | 0 | 0
267 | WTG_onshore | 3 | 4891 | 1 | DE | ProducerDE | 0 | 0 | 0
268 | WTG_onshore | 2 | 2154 | 1 | DE | ProducerDE | 0 | 0 | 0
269 | WTG_onshore | 1 | 865 | 1 | DE | ProducerDE | 0 | 0 | 0
270 | WTG_onshore | 0 | 1221 | 1 | DE | ProducerDE | 0 | 0 | 0

## powerplants_grouped_DE
| Technology | Age | Capacity | Efficiency | Location | Owner | DischargingEfficiency | cash
0 | Biomass_CHP_wood_pellets_DH | 15.931 | 3232.5011 | 0.34272 | DE | ProducerDE | 0 | 0
1 | CCGT | 22.6 | 5667.1097 | 0.53574 | DE | ProducerDE | 0 | 0
2 | Coal PSC | 31.0938 | 7561.9233 | 0.40442 | DE | ProducerDE | 0 | 0
3 | Fuel oil PGT | 36.7059 | 1217.6333 | 0.35399 | DE | ProducerDE | 0 | 0
4 | Hydropower_reservoir_medium | 56.9714 | 2940.25 | 0.78107 | DE | ProducerDE | 0 | 0
5 | Lignite PSC | 38.6667 | 6926.34 | 0.36004 | DE | ProducerDE | 0 | 0
6 | Nuclear | 35.6 | 2704.6667 | 0.33 | DE | ProducerDE | 0 | 0
7 | OCGT | 28.8286 | 2481.7675 | 0.37301 | DE | ProducerDE | 0 | 0
8 | PV_utility_systems | 10.5 | 18148.2712 | 1 | DE | ProducerDE | 0 | 0
9 | WTG_offshore | 5.5 | 2591.3333 | 1 | DE | ProducerDE | 0 | 0
10 | WTG_onshore | 14 | 17185.4632 | 1 | DE | ProducerDE | 0 | 0
11 | Biomass_CHP_wood_pellets_DH | 10.931 | 3232.5011 | 0.34272 | DE | ProducerDE | 0 | 0
12 | CCGT | 17.6 | 5667.1097 | 0.53574 | DE | ProducerDE | 0 | 0
13 | Coal PSC | 26.0938 | 7561.9233 | 0.40442 | DE | ProducerDE | 0 | 0
14 | Fuel oil PGT | 31.7059 | 1217.6333 | 0.35399 | DE | ProducerDE | 0 | 0
15 | Hydropower_reservoir_medium | 51.9714 | 2940.25 | 0.78107 | DE | ProducerDE | 0 | 0
16 | Lignite PSC | 33.6667 | 6926.34 | 0.36004 | DE | ProducerDE | 0 | 0
17 | Nuclear | 30.6 | 2704.6667 | 0.33 | DE | ProducerDE | 0 | 0
18 | OCGT | 23.8286 | 2481.7675 | 0.37301 | DE | ProducerDE | 0 | 0
19 | PV_utility_systems | 5.5 | 18148.2712 | 1 | DE | ProducerDE | 0 | 0
20 | WTG_offshore | 0.5 | 2591.3333 | 1 | DE | ProducerDE | 0 | 0
21 | WTG_onshore | 9 | 17185.4632 | 1 | DE | ProducerDE | 0 | 0
22 | Biomass_CHP_wood_pellets_DH | 20.931 | 3232.5011 | 0.34272 | DE | ProducerDE | 0 | 0
23 | CCGT | 27.6 | 5667.1097 | 0.53574 | DE | ProducerDE | 0 | 0
24 | Coal PSC | 36.0938 | 7561.9233 | 0.40442 | DE | ProducerDE | 0 | 0
25 | Fuel oil PGT | 41.7059 | 1217.6333 | 0.35399 | DE | ProducerDE | 0 | 0
26 | Hydropower_reservoir_medium | 61.9714 | 2940.25 | 0.78107 | DE | ProducerDE | 0 | 0
27 | Lignite PSC | 43.6667 | 6926.34 | 0.36004 | DE | ProducerDE | 0 | 0
28 | Nuclear | 40.6 | 2704.6667 | 0.33 | DE | ProducerDE | 0 | 0
29 | OCGT | 33.8286 | 2481.7675 | 0.37301 | DE | ProducerDE | 0 | 0
30 | PV_utility_systems | 15.5 | 18148.2712 | 1 | DE | ProducerDE | 0 | 0
31 | WTG_offshore | 10.5 | 2591.3333 | 1 | DE | ProducerDE | 0 | 0
32 | WTG_onshore | 19 | 17185.4632 | 1 | DE | ProducerDE | 0 | 0

## groupedDE_RES
| Technology | Age | Capacity | Efficiency | Location | Owner | DischargingEfficiency | cash
0 | Biomass_CHP_wood_pellets_DH | 8 | 4644.4034 | 0.35162 | DE | ProducerDE | 0 | 0
1 | CCGT | 8 | 31358.329 | 0.53826 | DE | ProducerDE | 0 | 0
2 | WTG_onshore | 8 | 5000 | 1 | DE | ProducerDE | 0 | 0
3 | Fuel oil PGT | 8 | 3652.9 | 0.35399 | DE | ProducerDE | 0 | 0
4 | Hydropower_reservoir_medium | 8 | 8858.75 | 0.78115 | DE | ProducerDE | 0 | 0
5 | Lignite PSC | 8 | 20779.02 | 0.36004 | DE | ProducerDE | 0 | 0
6 | Nuclear | 8 | 8599 | 0.33 | DE | ProducerDE | 0 | 0
7 | OCGT | 8 | 8194.3025 | 0.37414 | DE | ProducerDE | 0 | 0
8 | PV_utility_systems | 8 | 53555.5161 | 1 | DE | ProducerDE | 0 | 0
9 | WTG_offshore | 8 | 10271.8 | 1 | DE | ProducerDE | 0 | 0
10 | WTG_onshore | 8 | 20000 | 1 | DE | ProducerDE | 0 | 0
11 | WTG_onshore | 8 | 20000 | 1 | DE | ProducerDE | 0 | 0
12 | WTG_onshore | 8 | 20000 | 1 | DE | ProducerDE | 0 | 0
13 | PV_utility_systems | 8 | 5000 | 1 | DE | ProducerDE | 0 | 0
14 | PV_utility_systems | 8 | 5000 | 1 | DE | ProducerDE | 0 | 0
15 | PV_utility_systems | 8 | 5000 | 1 | DE | ProducerDE | 0 | 0
16 | PV_utility_systems | 8 | 5000 | 1 | DE | ProducerDE | 0 | 0

## two_techs_DE
| Technology | Age | Capacity | Efficiency | Location | Owner | DischargingEfficiency | cash
0 | PV_utility_systems | 15.931 | 3232.5011 | 1 | DE | ProducerDE | 0 | 0
1 | CCGT | 22.6 | 5667.1097 | 0.53574 | DE | ProducerDE | 0 | 0
2 | CCGT | 31.0938 | 7561.9233 | 0.53574 | DE | ProducerDE | 0 | 0
3 | CCGT | 36.7059 | 1217.6333 | 0.53574 | DE | ProducerDE | 0 | 0
4 | CCGT | 56.9714 | 2940.25 | 0.53574 | DE | ProducerDE | 0 | 0
5 | CCGT | 38.6667 | 6926.34 | 0.53574 | DE | ProducerDE | 0 | 0
6 | CCGT | 35.6 | 2704.6667 | 0.53574 | DE | ProducerDE | 0 | 0
7 | CCGT | 28.8286 | 2481.7675 | 0.53574 | DE | ProducerDE | 0 | 0
8 | PV_utility_systems | 10.5 | 18148.2712 | 1 | DE | ProducerDE | 0 | 0
9 | PV_utility_systems | 5.5 | 2591.3333 | 1 | DE | ProducerDE | 0 | 0
10 | PV_utility_systems | 14 | 17185.4632 | 1 | DE | ProducerDE | 0 | 0
11 | PV_utility_systems | 10.931 | 3232.5011 | 1 | DE | ProducerDE | 0 | 0
12 | CCGT | 17.6 | 5667.1097 | 0.53574 | DE | ProducerDE | 0 | 0
13 | CCGT | 26.0938 | 7561.9233 | 0.53574 | DE | ProducerDE | 0 | 0
14 | CCGT | 31.7059 | 1217.6333 | 0.53574 | DE | ProducerDE | 0 | 0
15 | CCGT | 51.9714 | 2940.25 | 0.53574 | DE | ProducerDE | 0 | 0
16 | CCGT | 33.6667 | 6926.34 | 0.53574 | DE | ProducerDE | 0 | 0
17 | CCGT | 30.6 | 2704.6667 | 0.53574 | DE | ProducerDE | 0 | 0
18 | CCGT | 23.8286 | 2481.7675 | 0.53574 | DE | ProducerDE | 0 | 0
19 | PV_utility_systems | 5.5 | 18148.2712 | 1 | DE | ProducerDE | 0 | 0
20 | PV_utility_systems | 0.5 | 2591.3333 | 1 | DE | ProducerDE | 0 | 0
21 | PV_utility_systems | 9 | 17185.4632 | 1 | DE | ProducerDE | 0 | 0
22 | PV_utility_systems | 20.931 | 3232.5011 | 1 | DE | ProducerDE | 0 | 0

## germany2019
Number | Technology | Age | Capacity | Efficiency | Location | Owner | InitialEnergyLevelInMWH | This are powerplants from the Amiris scenario | opex | comments
0 | Biomass_CHP_wood_pellets_DH | 8 | 7908 |  | DE | ProducerDE |  |  |  | biogas
1 | Coal PSC | 8 | 22051 | 0.4 | DE | ProducerDE |  |  | 2.5 | HARD_COAL
2 | Fuel oil PGT | 8 | 3747 | 0.35 | DE | ProducerDE |  |  | 1.2 | # oil, other fossil fuels, mixed fossil fuels
3 | Pumped_hydro | 8 | 8000 |  | DE | ProducerDE | 30000
4 | Lignite PSC | 8 | 18049 | 0.35 | DE | ProducerDE |  |  | 2
5 | Nuclear | 8 | 9516 | 0.33 | DE | ProducerDE |  |  | 0.5
6 | CCGT | 8 | 7820.6 | 0.4 | DE | ProducerDE |  |  | 1.2 | natural gas
7 | OCGT | 8 | 16062.2 | 0.5 | DE | ProducerDE |  |  | 1.2
8 | PV_utility_systems | 8 | 14504 |  | DE | ProducerDE
9 | PV_utility_systems | 8 | 30932 |  | DE | ProducerDE |  |  |  | fit
10 | WTG_onshore | 8 | 2328 |  | DE | ProducerDE
11 | WTG_onshore | 8 | 50617 |  | DE | ProducerDE
12 | WTG_offshore | 8 | 2859 |  | DE | ProducerDE
13 | WTG_offshore | 8 | 4644 |  | DE | ProducerDE |  |  | other res | 8 | 471 | DE | ProducerDE | 0 | 1.2
14 | Hydropower_ROR | 8 | 5317 |  | DE | ProducerDE

## dutchGermanPlants2015_from_emla
Name | Technology Emlab | Technology | Location | Age | Owner | Capacity | Efficiency | DischargingEfficiency
ADS-Anlage | OCGT | OCGT | deNode | 5 | Producer1 | 96.5 | 0.411
Audorf | Fuel oil PGT | Fuel oil PGT | deNode | 19 | Producer1 | 87 | 0.355
Bergkamen | Coal PSC | Coal PSC | deNode | 31 | Producer1 | 717 | 0.378
BigBiomassDE1 | Biomass CHP | Biomass_CHP_wood_pellets_DH | deNode | 5 | Producer1 | 500 | 0.38
BigBiomassDE10 | Biomass CHP | Biomass_CHP_wood_pellets_DH | deNode | 23 | Producer1 | 500 | 0.38
BigBiomassDE11 | Biomass CHP | Biomass_CHP_wood_pellets_DH | deNode | 15 | Producer1 | 500 | 0.38
BigBiomassDE12 | Biomass CHP | Biomass_CHP_wood_pellets_DH | deNode | 17 | Producer1 | 500 | 0.38
BigBiomassDE2 | Biomass CHP | Biomass_CHP_wood_pellets_DH | deNode | 7 | Producer1 | 500 | 0.38
BigBiomassDE3 | Biomass CHP | Biomass_CHP_wood_pellets_DH | deNode | 9 | Producer1 | 500 | 0.38
BigBiomassDE4 | Biomass CHP | Biomass_CHP_wood_pellets_DH | deNode | 11 | Producer1 | 500 | 0.38
BigBiomassDE5 | Biomass CHP | Biomass_CHP_wood_pellets_DH | deNode | 13 | Producer1 | 500 | 0.38
BigBiomassDE6 | Biomass CHP | Biomass_CHP_wood_pellets_DH | deNode | 15 | Producer1 | 500 | 0.38
BigBiomassDE7 | Biomass CHP | Biomass_CHP_wood_pellets_DH | deNode | 17 | Producer1 | 500 | 0.38
BigBiomassDE8 | Biomass CHP | Biomass_CHP_wood_pellets_DH | deNode | 19 | Producer1 | 500 | 0.38
BigBiomassDE9 | Biomass CHP | Biomass_CHP_wood_pellets_DH | deNode | 21 | Producer1 | 500 | 0.38
BigCCGTDE1 | CCGT | CCGT | deNode | 6 | Producer1 | 500 | 0.55
BigCCGTDE2 | CCGT | CCGT | deNode | 8 | Producer1 | 500 | 0.55
BigCCGTDE3 | CCGT | CCGT | deNode | 12 | Producer1 | 500 | 0.55
BigCCGTDE4 | CCGT | CCGT | deNode | 14 | Producer1 | 500 | 0.55
BigCCGTDE5 | CCGT | CCGT | deNode | 16 | Producer1 | 500 | 0.55
BigCCGTDE6 | CCGT | CCGT | deNode | 18 | Producer1 | 500 | 0.55
BigCCGTDE7 | CCGT | CCGT | deNode | 20 | Producer1 | 500 | 0.55
BigCoalDE1 | Coal PSC | Coal PSC | deNode | 11 | Producer1 | 341.4 | 0.438
BigCoalDE2 | Coal PSC | Coal PSC | deNode | 20 | Producer1 | 320.5 | 0.4
BigFuelOilDE2 | Fuel oil PGT | Fuel oil PGT | deNode | 17 | Producer1 | 321.5 | 0.336
BigFuelOilDE3 | Fuel oil PGT | Fuel oil PGT | deNode | 9 | Producer1 | 321.5 | 0.33
BigLigniteDE1 | Lignite PSC | Lignite PSC | deNode | 14 | Producer1 | 206.8 | 0.378
BigLigniteDE2 | Lignite PSC | Lignite PSC | deNode | 17 | Producer1 | 307.1 | 0.371
Bleiloch | Hydroelectric | Hydropower_reservoir_medium | deNode | 49 | Producer1 | 79.8 | 0.8
BoA 2 | Lignite PSC | Lignite PSC | deNode | 14 | Producer1 | 1050 | 0.429
BoA 3 | Lignite PSC | Lignite PSC | deNode | 33 | Producer1 | 1050 | 0.429
Boxberg | Lignite PSC | Lignite PSC | deNode | 10 | Producer1 | 857 | 0.4
Boxberg2 | Lignite PSC | Lignite PSC | deNode | 38 | Producer1 | 640 | 0.429
Boxberg3 | Lignite PSC | Lignite PSC | deNode | 32 | Producer1 | 465 | 0.386
Boxberg4 | Lignite PSC | Lignite PSC | deNode | 35 | Producer1 | 465 | 0.383
BP Werk Lingen | OCGT | OCGT | deNode | 20 | Producer1 | 66 | 0.381
Braunau-Simbach | Hydroelectric | Hydropower_reservoir_medium | deNode | 23 | Producer1 | 50 | 0.8
Braunkohlekraftwerk Lippendorf | Lignite PSC | Lignite PSC | deNode | 39 | Producer1 | 875 | 0.398
Brokdorf | Nuclear PGT | Nuclear | deNode | 33 | Producer1 | 1410 | 0.33
Buschhaus | Lignite PSC | Lignite PSC | deNode | 37 | Producer1 | 352 | 0.364
Centrale Bergum (CB20) | CCGT | CCGT | nlNode | 8 | Producer1 | 72 | 0.45
Charlottenburg | OCGT | OCGT | deNode | 23 | Producer1 | 211 | 0.38
Cuno Heizkraftwerk Herdecke | CCGT | CCGT | deNode | 11 | Producer1 | 417 | 0.572
Dampfkraftwerk BGH - O1 | CCGT | CCGT | deNode | 9 | Producer1 | 120 | 0.545
Dampfkraftwerk Marbach am Neckar | Fuel oil PGT | Fuel oil PGT | deNode | 6 | Producer1 | 262 | 0.38
Dampfkraftwerk Marbach am Neckar2 | Fuel oil PGT | Fuel oil PGT | deNode | 20 | Producer1 | 85 | 0.38
Dormagen | CCGT | CCGT | deNode | 29 | Producer1 | 586.3 | 0.54
Dow Stade | CCGT | CCGT | deNode | 26 | Producer1 | 173 | 0.603
DT | Biomass CHP | Biomass_CHP_wood_pellets_DH | deNode | 6 | Producer1 | 53.7 | 0.33
Duisburg Hamborn 4 | Fuel oil PGT | Fuel oil PGT | deNode | 27 | Producer1 | 100 | 0.33
Duisburg Hamborn 5 | Fuel oil PGT | Fuel oil PGT | deNode | 26 | Producer1 | 225 | 0.33
Duisburg Ruhrort 4 | Fuel oil PGT | Fuel oil PGT | deNode | 5 | Producer1 | 165 | 0.33
Emden Gas | OCGT | OCGT | deNode | 22 | Producer1 | 380 | 0.355
Emsland | CCGT | CCGT | deNode | 18 | Producer1 | 887 | 0.585
Emsland2 | OCGT | OCGT | deNode | 27 | Producer1 | 359 | 0.423
Emsland3 | OCGT | OCGT | deNode | 27 | Producer1 | 359 | 0.419
Emsland4 | CCGT | CCGT | deNode | 24 | Producer1 | 116 | 0.59
Emsland5 | CCGT | CCGT | deNode | 26 | Producer1 | 116 | 0.59
Erzhausen | Hydroelectric | Hydropower_reservoir_medium | deNode | 33 | Producer1 | 220 | 0.75
Farge | Coal PSC | Coal PSC | deNode | 35 | Producer1 | 350 | 0.443
Franken 1 | OCGT | OCGT | deNode | 2 | Producer1 | 440 | 0.432
Franken 12 | OCGT | OCGT | deNode | 19 | Producer1 | 383 | 0.419
Frechen/Wachtberg | Lignite PSC | Lignite PSC | deNode | 34 | Producer1 | 118 | 0.371
Frimmersdorf | Lignite PSC | Lignite PSC | deNode | 25 | Producer1 | 284 | 0.376
Frimmersdorf2 | Lignite PSC | Lignite PSC | deNode | 13 | Producer1 | 278 | 0.376
Gasblock | OCGT | OCGT | deNode | 27 | Producer1 | 293 | 0.359
Geesthacht | Hydroelectric | Hydropower_reservoir_medium | deNode | 17 | Producer1 | 119.1 | 0.75
Gemeinschaftskernkraftwerk Neckarwestheim II | Nuclear PGT | Nuclear | deNode | 23 | Producer1 | 1310 | 0.33
Gemeinschaftskraftwerk Irsching | CCGT | CCGT | deNode | 16 | Producer1 | 846 | 0.585
Gemeinschaftskraftwerk Kiel | Coal PSC | Coal PSC | deNode | 24 | Producer1 | 323 | 0.405
Gersteinwerk | Coal PSC | Coal PSC | deNode | 37 | Producer1 | 607.5 | 0.385
Gersteinwerk2 | OCGT | OCGT | deNode | 5 | Producer1 | 355 | 0.419
Gersteinwerk3 | OCGT | OCGT | deNode | 7 | Producer1 | 355 | 0.419
Gersteinwerk4 | OCGT | OCGT | deNode | 27 | Producer1 | 355 | 0.355
Gersteinwerk5 | OCGT | OCGT | deNode | 16 | Producer1 | 112 | 0.338
Gersteinwerk6 | OCGT | OCGT | deNode | 15 | Producer1 | 55 | 0.31
GKH | Coal PSC | Coal PSC | deNode | 8 | Producer1 | 136 | 0.398
GKH2 | Coal PSC | Coal PSC | deNode | 32 | Producer1 | 136 | 0.398
GKL | CCGT | CCGT | deNode | 18 | Producer1 | 230 | 0.599
GKM | Coal PSC | Coal PSC | deNode | 26 | Producer1 | 843 | 0.463
GKM 2 | Coal PSC | Coal PSC | deNode | 29 | Producer1 | 435 | 0.408
GKM 3 | Coal PSC | Coal PSC | deNode | 16 | Producer1 | 425 | 0.38
GKM 4 | Coal PSC | Coal PSC | deNode | 10 | Producer1 | 255 | 0.438
G-Kraftwerk | Coal PSC | Coal PSC | deNode | 18 | Producer1 | 103 | 0.33
Goldisthal | Hydroelectric | Hydropower_reservoir_medium | deNode | 13 | Producer1 | 1052 | 0.75
Grohnde | Nuclear PGT | Nuclear | deNode | 29 | Producer1 | 1360 | 0.33
GT | Fuel oil PGT | Fuel oil PGT | deNode | 8 | Producer1 | 86.2 | 0.32
GT2 | OCGT | OCGT | deNode | 25 | Producer1 | 66.7 | 0.312
GT3 | OCGT | OCGT | deNode | 21 | Producer1 | 64.7 | 0.312
GTKW Darmstadt | CCGT | CCGT | deNode | 15 | Producer1 | 94.6 | 0.599
GuD | CCGT | CCGT | deNode | 25 | Producer1 | 100 | 0.54
GuD Anlage WVK | CCGT | CCGT | deNode | 22 | Producer1 | 60.1 | 0.531
GuD Bitterfeld | CCGT | CCGT | deNode | 14 | Producer1 | 106 | 0.54
GuD Marienehe | CCGT | CCGT | deNode | 15 | Producer1 | 108 | 0.522
GuD Schwarzheide | CCGT | CCGT | deNode | 14 | Producer1 | 122 | 0.513
GuD Tiefstack | CCGT | CCGT | deNode | 12 | Producer1 | 127 | 0.581
GuD-Anlage Rï¿½sselsheim | CCGT | CCGT | deNode | 28 | Producer1 | 112.1 | 0.536
GuD-HKW Neubrandenburg | CCGT | CCGT | deNode | 19 | Producer1 | 75 | 0.527
GuD-Ikw Staï¿½furt | CCGT | CCGT | deNode | 4 | Producer1 | 132 | 0.522
Happurg | Hydroelectric | Hydropower_reservoir_medium | deNode | 24 | Producer1 | 160 | 0.75
Heizkraftwerk | Coal PSC | Coal PSC | deNode | 29 | Producer1 | 211 | 0.398
Heizkraftwerk Altbach/Deizisau | Coal PSC | Coal PSC | deNode | 5 | Producer1 | 433 | 0.455
Heizkraftwerk Altbach/Deizisau2 | Coal PSC | Coal PSC | deNode | 34 | Producer1 | 336 | 0.44
Heizkraftwerk Altbach/Deizisau3 | OCGT | OCGT | deNode | 15 | Producer1 | 81 | 0.315
Heizkraftwerk Altbach/Deizisau4 | OCGT | OCGT | deNode | 15 | Producer1 | 65 | 0.372
Heizkraftwerk Altbach/Deizisau5 | OCGT | OCGT | deNode | 19 | Producer1 | 57 | 0.31
Heizkraftwerk Gera-Nord | OCGT | OCGT | deNode | 9 | Producer1 | 74 | 0.381
Heizkraftwerk Hafen | CCGT | CCGT | deNode | 20 | Producer1 | 100.2 | 0.563
Heizkraftwerk Hagen-Kabel | CCGT | CCGT | deNode | 22 | Producer1 | 230 | 0.558
Heizkraftwerk Heilbronn | Coal PSC | Coal PSC | deNode | 14 | Producer1 | 778 | 0.448
Heizkraftwerk Heilbronn2 | Coal PSC | Coal PSC | deNode | 23 | Producer1 | 125 | 0.45
Heizkraftwerk Heilbronn3 | Coal PSC | Coal PSC | deNode | 4 | Producer1 | 125 | 0.45
Heizkraftwerk Karlstraï¿½e2 | OCGT | OCGT | deNode | 1 | Producer1 | 95 | 0.399
Heizkraftwerk Leipzig-Nord | CCGT | CCGT | deNode | 24 | Producer1 | 167 | 0.585
Heizkraftwerk Sindelfingen | OCGT | OCGT | deNode | 21 | Producer1 | 95 | 0.399
Heizkraftwerk3 | CCGT | CCGT | deNode | 19 | Producer1 | 86 | 0.554
Heyden | Coal PSC | Coal PSC | deNode | 32 | Producer1 | 875 | 0.393
Hï¿½usern | Hydroelectric | Hydropower_reservoir_medium | deNode | 43 | Producer1 | 100 | 0.75
HKW Barmen | CCGT | CCGT | deNode | 15 | Producer1 | 82 | 0.563
HKW Chemnitz Nord II3 | OCGT | OCGT | deNode | 7 | Producer1 | 57.2 | 0.37
HKW Dresden-Nossener Brï¿½cke | CCGT | CCGT | deNode | 18 | Producer1 | 263 | 0.518
HKW Elberfeld | Coal PSC | Coal PSC | deNode | 9 | Producer1 | 85 | 0.398
HKW Eltmann | OCGT | OCGT | deNode | 22 | Producer1 | 57 | 0.394
HKW Erfurt-Ost | CCGT | CCGT | deNode | 5 | Producer1 | 76.5 | 0.54
HKW Halle Trotha | OCGT | OCGT | deNode | 1 | Producer1 | 97 | 0.391
HKW Halle Trotha2 | CCGT | CCGT | deNode | 10 | Producer1 | 54 | 0.599
HKW I | Coal PSC | Coal PSC | deNode | 8 | Producer1 | 95 | 0.388
HKW III/B | CCGT | CCGT | deNode | 26 | Producer1 | 234 | 0.563
HKW Jena | CCGT | CCGT | deNode | 7 | Producer1 | 182 | 0.522
HKW Merkenich2 | CCGT | CCGT | deNode | 21 | Producer1 | 108 | 0.558
HKW Niederrad | CCGT | CCGT | deNode | 4 | Producer1 | 70 | 0.563
HKW Niehl 2 | CCGT | CCGT | deNode | 8 | Producer1 | 413 | 0.576
HKW Potsdam-Sï¿½d | OCGT | OCGT | deNode | 20 | Producer1 | 81.8 | 0.381
HKW Rï¿½merbrï¿½cke2 | CCGT | CCGT | deNode | 25 | Producer1 | 75 | 0.594
HKW Sandreuth2 | CCGT | CCGT | deNode | 8 | Producer1 | 75 | 0.563
HKW Sandreuth3 | CCGT | CCGT | deNode | 26 | Producer1 | 75 | 0.563
HKW West | Coal PSC | Coal PSC | deNode | 37 | Producer1 | 138.5 | 0.388
HKW West2 | Coal PSC | Coal PSC | deNode | 3 | Producer1 | 138.5 | 0.388
HKW West5 | OCGT | OCGT | deNode | 18 | Producer1 | 99 | 0.364
HKW Wï¿½rth | OCGT | OCGT | deNode | 23 | Producer1 | 59 | 0.394
HKW3 UPM Schongau | OCGT | OCGT | deNode | 29 | Producer1 | 65 | 0.402
HKW-Mitte2 | CCGT | CCGT | deNode | 12 | Producer1 | 74 | 0.585
Hohenwarte 1 | Hydroelectric | Hydropower_reservoir_medium | deNode | 22 | Producer1 | 59.8 | 0.8
Hohenwarte 2 | Hydroelectric | Hydropower_reservoir_medium | deNode | 47 | Producer1 | 317.8 | 0.75
Holthausen | OCGT | OCGT | deNode | 11 | Producer1 | 84 | 0.328
Huckingen | Fuel oil PGT | Fuel oil PGT | deNode | 8 | Producer1 | 303 | 0.33
Huckingen2 | Fuel oil PGT | Fuel oil PGT | deNode | 4 | Producer1 | 303 | 0.33
Huntorf | OCGT | OCGT | deNode | 1 | Producer1 | 321 | 0.396
Ibbenbï¿½ren | Coal PSC | Coal PSC | deNode | 36 | Producer1 | 794 | 0.448
IKS PCK Schwedt | Fuel oil PGT | Fuel oil PGT | deNode | 17 | Producer1 | 106 | 0.383
IKS PCK Schwedt2 | Fuel oil PGT | Fuel oil PGT | deNode | 6 | Producer1 | 106 | 0.383
Industriekraftwerk Bernburg (IKB) | CCGT | CCGT | deNode | 10 | Producer1 | 66 | 0.513
Ingolstadt | Fuel oil PGT | Fuel oil PGT | deNode | 4 | Producer1 | 386 | 0.356
Ingolstadt2 | Fuel oil PGT | Fuel oil PGT | deNode | 29 | Producer1 | 386 | 0.355
Irsching | OCGT | OCGT | deNode | 26 | Producer1 | 415 | 0.356
Isar 2 | Nuclear PGT | Nuclear | deNode | 38 | Producer1 | 1410 | 0.33
Itzehoe | Fuel oil PGT | Fuel oil PGT | deNode | 16 | Producer1 | 88 | 0.354
Jochenstein | Hydroelectric | Hydropower_reservoir_medium | deNode | 33 | Producer1 | 66 | 0.8
Kachlet | Hydroelectric | Hydropower_reservoir_medium | deNode | 45 | Producer1 | 53.7 | 0.8
Kernkraft Gundremmingen | Nuclear PGT | Nuclear | deNode | 35 | Producer1 | 1284 | 0.33
Kernkraft Gundremmingen2 | Nuclear PGT | Nuclear | deNode | 36 | Producer1 | 1288 | 0.33
Kernkraftwerk Emsland | Nuclear PGT | Nuclear | deNode | 33 | Producer1 | 1336 | 0.33
Kernkraftwerk Philippsburg 2 | Nuclear PGT | Nuclear | deNode | 31 | Producer1 | 1402 | 0.33
Kirchmï¿½ser | CCGT | CCGT | deNode | 24 | Producer1 | 160 | 0.513
Klingenberg | Lignite PSC | Lignite PSC | deNode | 22 | Producer1 | 164 | 0.357
Knapsack Gas I | CCGT | CCGT | deNode | 20 | Producer1 | 800 | 0.567
Knapsack Gas II | CCGT | CCGT | deNode | 18 | Producer1 | 430 | 0.599
KNG Kraftwerk Rostock | Coal PSC | Coal PSC | deNode | 34 | Producer1 | 514 | 0.41
Koepchenwerk | Hydroelectric | Hydropower_reservoir_medium | deNode | 40 | Producer1 | 153 | 0.75
Kraftwerk Bexbach | Coal PSC | Coal PSC | deNode | 8 | Producer1 | 721 | 0.383
Kraftwerk Ensdorf | Coal PSC | Coal PSC | deNode | 23 | Producer1 | 283 | 0.43
Kraftwerk Ensdorf2 | Coal PSC | Coal PSC | deNode | 39 | Producer1 | 106 | 0.43
Kraftwerk I | Coal PSC | Coal PSC | deNode | 35 | Producer1 | 120 | 0.273
Kraftwerk III | CCGT | CCGT | deNode | 6 | Producer1 | 77.6 | 0.554
Kraftwerk III2 | CCGT | CCGT | deNode | 26 | Producer1 | 61.1 | 0.554
Kraftwerk IV | OCGT | OCGT | deNode | 1 | Producer1 | 60.6 | 0.403
Kraftwerk Mainz | CCGT | CCGT | deNode | 14 | Producer1 | 434.2 | 0.545
Kraftwerk Mainz2 | OCGT | OCGT | deNode | 16 | Producer1 | 335 | 0.437
Kraftwerk Mitte | CCGT | CCGT | deNode | 9 | Producer1 | 490 | 0.563
Kraftwerk N 230 | Coal PSC | Coal PSC | deNode | 30 | Producer1 | 110 | 0.353
Kraftwerk Plattling | CCGT | CCGT | deNode | 16 | Producer1 | 97.9 | 0.585
Kraftwerk Salzgitter | Fuel oil PGT | Fuel oil PGT | deNode | 25 | Producer1 | 97 | 0.33
Kraftwerk Salzgitter2 | Fuel oil PGT | Fuel oil PGT | deNode | 14 | Producer1 | 97 | 0.33
Kraftwerk Sï¿½d | CCGT | CCGT | deNode | 7 | Producer1 | 390 | 0.527
Kraftwerk Waldshut | Hydroelectric | Hydropower_reservoir_medium | deNode | 34 | Producer1 | 150 | 0.75
Kraftwerk Walheim | Fuel oil PGT | Fuel oil PGT | deNode | 3 | Producer1 | 136 | 0.331
Kraftwerk Walheim2 | Coal PSC | Coal PSC | deNode | 30 | Producer1 | 148 | 0.453
Kraftwerk Walheim3 | Coal PSC | Coal PSC | deNode | 25 | Producer1 | 96 | 0.453
Kraftwerk Werdohl-Elverlingsen | Fuel oil PGT | Fuel oil PGT | deNode | 14 | Producer1 | 206 | 0.38
Kraftwerk Werdohl-Elverlingsen2 | Coal PSC | Coal PSC | deNode | 4 | Producer1 | 310 | 0.38
Kraftwerk Wilhelmshaven | Coal PSC | Coal PSC | deNode | 22 | Producer1 | 731 | 0.463
Kraftwerksgruppe Pfreimd | Hydroelectric | Hydropower_reservoir_medium | deNode | 17 | Producer1 | 99 | 0.75
KW Hafen2 | Coal PSC | Coal PSC | deNode | 7 | Producer1 | 300 | 0.373
KW Hafen3 | Coal PSC | Coal PSC | deNode | 33 | Producer1 | 127 | 0.345
KW Hastedt | Coal PSC | Coal PSC | deNode | 39 | Producer1 | 119 | 0.398
KW Hastedt2 | OCGT | OCGT | deNode | 3 | Producer1 | 155 | 0.354
KW Herne | Coal PSC | Coal PSC | deNode | 6 | Producer1 | 449 | 0.458
KW Herne2 | Coal PSC | Coal PSC | deNode | 8 | Producer1 | 280 | 0.398
KW Jï¿½nschwalde | Lignite PSC | Lignite PSC | deNode | 13 | Producer1 | 465 | 0.39
KW Jï¿½nschwalde2 | Lignite PSC | Lignite PSC | deNode | 27 | Producer1 | 465 | 0.39
KW Jï¿½nschwalde3 | Lignite PSC | Lignite PSC | deNode | 16 | Producer1 | 465 | 0.39
KW Jï¿½nschwalde4 | Lignite PSC | Lignite PSC | deNode | 35 | Producer1 | 465 | 0.39
KW Jï¿½nschwalde5 | Lignite PSC | Lignite PSC | deNode | 11 | Producer1 | 465 | 0.39
KW Jï¿½nschwalde6 | Lignite PSC | Lignite PSC | deNode | 9 | Producer1 | 465 | 0.39
KW Kirchlengern | CCGT | CCGT | deNode | 20 | Producer1 | 201.5 | 0.45
KW Lï¿½nen | Coal PSC | Coal PSC | deNode | 26 | Producer1 | 324 | 0.418
KW Lï¿½nen2 | Coal PSC | Coal PSC | deNode | 15 | Producer1 | 149 | 0.415
KW Mittelsbï¿½ren | Fuel oil PGT | Fuel oil PGT | deNode | 9 | Producer1 | 160 | 0.33
KW Mittelsbï¿½ren2 | Fuel oil PGT | Fuel oil PGT | deNode | 13 | Producer1 | 88 | 0.312
KW Voerde | Coal PSC | Coal PSC | deNode | 30 | Producer1 | 695 | 0.438
KW Voerde2 | Coal PSC | Coal PSC | deNode | 22 | Producer1 | 695 | 0.438
KW Walsum | Coal PSC | Coal PSC | deNode | 4 | Producer1 | 725 | 0.458
KW Walsum2 | Coal PSC | Coal PSC | deNode | 27 | Producer1 | 370 | 0.395
KW West | Coal PSC | Coal PSC | deNode | 11 | Producer1 | 322 | 0.353
KW West2 | Coal PSC | Coal PSC | deNode | 25 | Producer1 | 318 | 0.353
KWH | OCGT | OCGT | deNode | 20 | Producer1 | 102 | 0.358
KWM | Coal PSC | Coal PSC | deNode | 6 | Producer1 | 690 | 0.433
Landesbergen Gas | OCGT | OCGT | deNode | 27 | Producer1 | 500 | 0.355
Lichterfelde | OCGT | OCGT | deNode | 11 | Producer1 | 144 | 0.383
Lichterfelde2 | OCGT | OCGT | deNode | 1 | Producer1 | 144 | 0.383
Lichterfelde3 | OCGT | OCGT | deNode | 9 | Producer1 | 144 | 0.383
Lippendorf | Lignite PSC | Lignite PSC | deNode | 37 | Producer1 | 875 | 0.4
Markersbach | Hydroelectric | Hydropower_reservoir_medium | deNode | 18 | Producer1 | 1045.2 | 0.75
Mï¿½llkraftwerk Schwandorf | Biomass CHP | Biomass_CHP_wood_pellets_DH | deNode | 17 | Producer1 | 54 | 0.33
Mitte | CCGT | CCGT | deNode | 11 | Producer1 | 444 | 0.522
Moabit2 | Coal PSC | Coal PSC | deNode | 38 | Producer1 | 89 | 0.4
Modellkraftwerk | Coal PSC | Coal PSC | deNode | 22 | Producer1 | 179 | 0.38
Moorburg A | Coal PSC | Coal PSC | deNode | 4 | Producer1 | 774 | 0.463
Moorburg B | Coal PSC | Coal PSC | deNode | 22 | Producer1 | 766 | 0.463
Neurath | Lignite PSC | Lignite PSC | deNode | 19 | Producer1 | 607 | 0.34
Neurath2 | Lignite PSC | Lignite PSC | deNode | 35 | Producer1 | 604 | 0.342
Neurath3 | Lignite PSC | Lignite PSC | deNode | 13 | Producer1 | 292 | 0.335
Neurath4 | Lignite PSC | Lignite PSC | deNode | 26 | Producer1 | 288 | 0.333
Neurath5 | Lignite PSC | Lignite PSC | deNode | 37 | Producer1 | 277 | 0.333
Niederauï¿½em | Lignite PSC | Lignite PSC | deNode | 3 | Producer1 | 944 | 0.405
Niederauï¿½em2 | Lignite PSC | Lignite PSC | deNode | 38 | Producer1 | 653 | 0.419
Niederauï¿½em3 | Lignite PSC | Lignite PSC | deNode | 12 | Producer1 | 648 | 0.422
Niederauï¿½em4 | Lignite PSC | Lignite PSC | deNode | 39 | Producer1 | 299 | 0.33
Niederauï¿½em5 | Lignite PSC | Lignite PSC | deNode | 19 | Producer1 | 297 | 0.323
Niederauï¿½em6 | Lignite PSC | Lignite PSC | deNode | 5 | Producer1 | 295 | 0.328
Niederauï¿½em7 | Lignite PSC | Lignite PSC | deNode | 4 | Producer1 | 294 | 0.316
Niederauï¿½em8 | Lignite PSC | Lignite PSC | deNode | 31 | Producer1 | 125 | 0.311
Niederauï¿½em9 | Lignite PSC | Lignite PSC | deNode | 22 | Producer1 | 125 | 0.311
Nord 2 | Coal PSC | Coal PSC | deNode | 30 | Producer1 | 332.7 | 0.403
Obernburg | CCGT | CCGT | deNode | 4 | Producer1 | 64 | 0.518
OffshoreDE1 | Offshore wind PGT | WTG_offshore | deNode | 4 | Producer1 | 500 | 1
OffshoreDE2 | Offshore wind PGT | WTG_offshore | deNode | 4 | Producer1 | 500 | 1
OffshoreDE3 | Offshore wind PGT | WTG_offshore | deNode | 2 | Producer1 | 500 | 1
OffshoreDE4 | Offshore wind PGT | WTG_offshore | deNode | 6 | Producer1 | 500 | 1
OffshoreDE5 | Offshore wind PGT | WTG_offshore | deNode | 4 | Producer1 | 500 | 1
OffshoreDE6 | Offshore wind PGT | WTG_offshore | deNode | 6 | Producer1 | 500 | 1
OnshoreDE1 | Onshore wind PGT | WTG_onshore | deNode | 12 | Producer1 | 1815 | 1
OnshoreDE10 | Onshore wind PGT | WTG_onshore | deNode | 6 | Producer1 | 1815 | 1
OnshoreDE11 | Onshore wind PGT | WTG_onshore | deNode | 9 | Producer1 | 1815 | 1
OnshoreDE12 | Onshore wind PGT | WTG_onshore | deNode | 9 | Producer1 | 1815 | 1
OnshoreDE13 | Onshore wind PGT | WTG_onshore | deNode | 1 | Producer1 | 1815 | 1
OnshoreDE14 | Onshore wind PGT | WTG_onshore | deNode | 7 | Producer1 | 1815 | 1
OnshoreDE15 | Onshore wind PGT | WTG_onshore | deNode | 3 | Producer1 | 1815 | 1
OnshoreDE16 | Onshore wind PGT | WTG_onshore | deNode | 3 | Producer1 | 1815 | 1
OnshoreDE17 | Onshore wind PGT | WTG_onshore | deNode | 12 | Producer1 | 1815 | 1
OnshoreDE18 | Onshore wind PGT | WTG_onshore | deNode | 10 | Producer1 | 1815 | 1
OnshoreDE19 | Onshore wind PGT | WTG_onshore | deNode | 11 | Producer1 | 1815 | 1
OnshoreDE2 | Onshore wind PGT | WTG_onshore | deNode | 2 | Producer1 | 1815 | 1
OnshoreDE20 | Onshore wind PGT | WTG_onshore | deNode | 8 | Producer1 | 1815 | 1
OnshoreDE21 | Onshore wind PGT | WTG_onshore | deNode | 11 | Producer1 | 1000 | 1
OnshoreDE22 | Onshore wind PGT | WTG_onshore | deNode | 13 | Producer1 | 1000 | 1
OnshoreDE23 | Onshore wind PGT | WTG_onshore | deNode | 15 | Producer1 | 1000 | 1
OnshoreDE24 | Onshore wind PGT | WTG_onshore | deNode | 9 | Producer1 | 1000 | 1
OnshoreDE25 | Onshore wind PGT | WTG_onshore | deNode | 7 | Producer1 | 1000 | 1
OnshoreDE3 | Onshore wind PGT | WTG_onshore | deNode | 3 | Producer1 | 1815 | 1
OnshoreDE4 | Onshore wind PGT | WTG_onshore | deNode | 2 | Producer1 | 1815 | 1
OnshoreDE5 | Onshore wind PGT | WTG_onshore | deNode | 6 | Producer1 | 1815 | 1
OnshoreDE6 | Onshore wind PGT | WTG_onshore | deNode | 12 | Producer1 | 1815 | 1
OnshoreDE7 | Onshore wind PGT | WTG_onshore | deNode | 5 | Producer1 | 1815 | 1
OnshoreDE8 | Onshore wind PGT | WTG_onshore | deNode | 9 | Producer1 | 1815 | 1
OnshoreDE9 | Onshore wind PGT | WTG_onshore | deNode | 8 | Producer1 | 1815 | 1
PKV Kraftwerk2 | OCGT | OCGT | deNode | 27 | Producer1 | 58.1 | 0.373
PSW Langenprozelten | Hydroelectric | Hydropower_reservoir_medium | deNode | 26 | Producer1 | 164 | 0.75
PSW Vianden | Hydroelectric | Hydropower_reservoir_medium | deNode | 44 | Producer1 | 196 | 0.8
PSW Vianden10 | Hydroelectric | Hydropower_reservoir_medium | deNode | 12 | Producer1 | 100 | 0.8
PSW Vianden11 | Hydroelectric | Hydropower_reservoir_medium | deNode | 36 | Producer1 | 100 | 0.8
PSW Vianden2 | Hydroelectric | Hydropower_reservoir_medium | deNode | 35 | Producer1 | 195 | 0.8
PSW Vianden3 | Hydroelectric | Hydropower_reservoir_medium | deNode | 13 | Producer1 | 100 | 0.8
PSW Vianden4 | Hydroelectric | Hydropower_reservoir_medium | deNode | 28 | Producer1 | 100 | 0.8
PSW Vianden5 | Hydroelectric | Hydropower_reservoir_medium | deNode | 42 | Producer1 | 100 | 0.8
PSW Vianden6 | Hydroelectric | Hydropower_reservoir_medium | deNode | 14 | Producer1 | 100 | 0.8
PSW Vianden7 | Hydroelectric | Hydropower_reservoir_medium | deNode | 34 | Producer1 | 100 | 0.8
PSW Vianden8 | Hydroelectric | Hydropower_reservoir_medium | deNode | 24 | Producer1 | 100 | 0.8
PSW Vianden9 | Hydroelectric | Hydropower_reservoir_medium | deNode | 30 | Producer1 | 100 | 0.8
Pumpspeicherkraftwerk Glems | Hydroelectric | Hydropower_reservoir_medium | deNode | 42 | Producer1 | 90 | 0.8
Pumpspeicherwerk Rï¿½nkhausen | Hydroelectric | Hydropower_reservoir_medium | deNode | 13 | Producer1 | 138 | 0.75
RADAG | Hydroelectric | Hydropower_reservoir_medium | deNode | 20 | Producer1 | 79.5 | 0.8
Raffineriekraftwerk | Fuel oil PGT | Fuel oil PGT | deNode | 22 | Producer1 | 92.5 | 0.38
Raffineriekraftwerk Kï¿½ln Godorf | Fuel oil PGT | Fuel oil PGT | deNode | 29 | Producer1 | 80 | 0.38
Reuter West | Coal PSC | Coal PSC | deNode | 8 | Producer1 | 282 | 0.395
Reuter West2 | Coal PSC | Coal PSC | deNode | 16 | Producer1 | 282 | 0.393
Reuter2 | Coal PSC | Coal PSC | deNode | 5 | Producer1 | 124 | 0.348
Rheinhafen-Dampfkraftwerk | Coal PSC | Coal PSC | deNode | 32 | Producer1 | 842 | 0.46
Rheinhafen-Dampfkraftwerk2 | Coal PSC | Coal PSC | deNode | 32 | Producer1 | 505 | 0.438
Rheinhafen-Dampfkraftwerk3 | CCGT | CCGT | deNode | 17 | Producer1 | 353 | 0.531
Rheinkraftwerk Iffezheim | Hydroelectric | Hydropower_reservoir_medium | deNode | 11 | Producer1 | 146 | 0.8
Schkopau | Lignite PSC | Lignite PSC | deNode | 12 | Producer1 | 450 | 0.39
Schkopau2 | Lignite PSC | Lignite PSC | deNode | 18 | Producer1 | 450 | 0.39
Scholven | Coal PSC | Coal PSC | deNode | 8 | Producer1 | 345 | 0.345
Scholven2 | Coal PSC | Coal PSC | deNode | 29 | Producer1 | 345 | 0.348
Schwarze Pumpe | Lignite PSC | Lignite PSC | deNode | 37 | Producer1 | 750 | 0.395
Schwarze Pumpe2 | Lignite PSC | Lignite PSC | deNode | 39 | Producer1 | 750 | 0.393
Sï¿½ckingen | Hydroelectric | Hydropower_reservoir_medium | deNode | 8 | Producer1 | 360 | 0.75
Sï¿½d DT1 | CCGT | CCGT | deNode | 13 | Producer1 | 79.7 | 0.45
Sï¿½d DT60 | CCGT | CCGT | deNode | 20 | Producer1 | 127.6 | 0.558
Sï¿½d GT 61 | CCGT | CCGT | deNode | 15 | Producer1 | 124.9 | 0.558
Sï¿½d GT 62 | CCGT | CCGT | deNode | 5 | Producer1 | 123.9 | 0.558
Sï¿½d GT2 | CCGT | CCGT | deNode | 23 | Producer1 | 97.9 | 0.45
Sï¿½d GT3 | CCGT | CCGT | deNode | 14 | Producer1 | 97.9 | 0.45
SmallBiomassDE | Biomass CHP | Biomass_CHP_wood_pellets_DH | deNode | 15 | Producer1 | 378 | 0.381
SmallBiomassDE2 | Biomass CHP | Biomass_CHP_wood_pellets_DH | deNode | 14 | Producer1 | 95.4 | 0.33
SmallCoalDE | Coal PSC | Coal PSC | deNode | 17 | Producer1 | 90 | 0.386
SmallFuelOilDE1 | Fuel oil PGT | Fuel oil PGT | deNode | 15 | Producer1 | 91 | 0.357
SmallFuelOilDE2 | Fuel oil PGT | Fuel oil PGT | deNode | 4 | Producer1 | 390.5 | 0.307
SmallFuelOilDE3 | Fuel oil PGT | Fuel oil PGT | deNode | 24 | Producer1 | 334.2 | 0.307
SmallHydroDE | Hydroelectric | Hydropower_reservoir_medium | deNode | 24 | Producer1 | 94.7 | 0.8
SmallOCGTde1 | OCGT | OCGT | deNode | 14 | Producer1 | 96 | 0.396
SmallOCGTde2 | OCGT | OCGT | deNode | 14 | Producer1 | 96 | 0.396
SmallOCGTde3 | OCGT | OCGT | deNode | 10 | Producer1 | 100 | 0.31
SmallOCGTde4 | OCGT | OCGT | deNode | 12 | Producer1 | 100 | 0.35
SmallOCGTde5 | OCGT | OCGT | deNode | 14 | Producer1 | 100 | 0.36
SmallOCGTde6 | OCGT | OCGT | deNode | 16 | Producer1 | 100 | 0.34
SmallOCGTde7 | OCGT | OCGT | deNode | 18 | Producer1 | 100 | 0.33
SolarDE1 | Photovoltaic PGT | PV_utility_systems | deNode | 13 | Producer1 | 1961 | 1
SolarDE10 | Photovoltaic PGT | PV_utility_systems | deNode | 10 | Producer1 | 1961 | 1
SolarDE11 | Photovoltaic PGT | PV_utility_systems | deNode | 1 | Producer1 | 1961 | 1
SolarDE12 | Photovoltaic PGT | PV_utility_systems | deNode | 9 | Producer1 | 1961 | 1
SolarDE13 | Photovoltaic PGT | PV_utility_systems | deNode | 5 | Producer1 | 1961 | 1
SolarDE14 | Photovoltaic PGT | PV_utility_systems | deNode | 2 | Producer1 | 1961 | 1
SolarDE15 | Photovoltaic PGT | PV_utility_systems | deNode | 12 | Producer1 | 1961 | 1
SolarDE16 | Photovoltaic PGT | PV_utility_systems | deNode | 10 | Producer1 | 1961 | 1
SolarDE17 | Photovoltaic PGT | PV_utility_systems | deNode | 7 | Producer1 | 1961 | 1
SolarDE18 | Photovoltaic PGT | PV_utility_systems | deNode | 2 | Producer1 | 1961 | 1
SolarDE19 | Photovoltaic PGT | PV_utility_systems | deNode | 4 | Producer1 | 1961 | 1
SolarDE2 | Photovoltaic PGT | PV_utility_systems | deNode | 7 | Producer1 | 1961 | 1
SolarDE20 | Photovoltaic PGT | PV_utility_systems | deNode | 4 | Producer1 | 1961 | 1
SolarDE3 | Photovoltaic PGT | PV_utility_systems | deNode | 5 | Producer1 | 1961 | 1
SolarDE4 | Photovoltaic PGT | PV_utility_systems | deNode | 5 | Producer1 | 1961 | 1
SolarDE5 | Photovoltaic PGT | PV_utility_systems | deNode | 9 | Producer1 | 1961 | 1
SolarDE6 | Photovoltaic PGT | PV_utility_systems | deNode | 9 | Producer1 | 1961 | 1
SolarDE7 | Photovoltaic PGT | PV_utility_systems | deNode | 2 | Producer1 | 1961 | 1
SolarDE8 | Photovoltaic PGT | PV_utility_systems | deNode | 2 | Producer1 | 1961 | 1
SolarDE9 | Photovoltaic PGT | PV_utility_systems | deNode | 14 | Producer1 | 1961 | 1
Spitzenlastkraftwerk Groï¿½kayna | Fuel oil PGT | Fuel oil PGT | deNode | 17 | Producer1 | 120 | 0.364
Staudinger | Coal PSC | Coal PSC | deNode | 12 | Producer1 | 510 | 0.405
Staudinger2 | OCGT | OCGT | deNode | 27 | Producer1 | 622 | 0.36
Tï¿½ging | Hydroelectric | Hydropower_reservoir_medium | deNode | 10 | Producer1 | 85.3 | 0.8
Tiefstack | Coal PSC | Coal PSC | deNode | 8 | Producer1 | 194 | 0.408
Trianel Gaskraftwerk | CCGT | CCGT | deNode | 19 | Producer1 | 420.9 | 0.576
Trianel Gaskraftwerk 2 | CCGT | CCGT | deNode | 29 | Producer1 | 417.1 | 0.576
Trianel Kohlekraftwerk Lï¿½nen | Coal PSC | Coal PSC | deNode | 30 | Producer1 | 746 | 0.458
Ulrich Hartmann (Irsching) | CCGT | CCGT | deNode | 27 | Producer1 | 545 | 0.59
UPM Schongau3 | OCGT | OCGT | deNode | 20 | Producer1 | 82 | 0.351
Walchensee | Hydroelectric | Hydropower_reservoir_medium | deNode | 21 | Producer1 | 124 | 0.8
Waldeck 2 | Hydroelectric | Hydropower_reservoir_medium | deNode | 38 | Producer1 | 480 | 0.75
Waldeck1/Bringhausen | Hydroelectric | Hydropower_reservoir_medium | deNode | 18 | Producer1 | 143 | 0.75
Wedel3 | Coal PSC | Coal PSC | deNode | 21 | Producer1 | 137 | 0.408
Wedel4 | Coal PSC | Coal PSC | deNode | 34 | Producer1 | 123 | 0.408
Wehr | Hydroelectric | Hydropower_reservoir_medium | deNode | 21 | Producer1 | 910 | 0.75
Weiher | Coal PSC | Coal PSC | deNode | 3 | Producer1 | 655.6 | 0.365
Weisweiler | Lignite PSC | Lignite PSC | deNode | 19 | Producer1 | 592 | 0.34
Weisweiler2 | Lignite PSC | Lignite PSC | deNode | 11 | Producer1 | 592 | 0.338
Weisweiler3 | Lignite PSC | Lignite PSC | deNode | 36 | Producer1 | 312 | 0.316
Weisweiler4 | Lignite PSC | Lignite PSC | deNode | 19 | Producer1 | 304 | 0.321
Weisweiler5 | OCGT | OCGT | deNode | 25 | Producer1 | 272 | 0.396
Weisweiler6 | OCGT | OCGT | deNode | 2 | Producer1 | 272 | 0.396
Wendefurth | Hydroelectric | Hydropower_reservoir_medium | deNode | 20 | Producer1 | 79.7 | 0.8
Westfalen | Coal PSC | Coal PSC | deNode | 4 | Producer1 | 765 | 0.46
Westfalen2 | Coal PSC | Coal PSC | deNode | 17 | Producer1 | 765 | 0.46
Wilhelmshaven2 | Coal PSC | Coal PSC | deNode | 18 | Producer1 | 757 | 0.365
Wilmersdorf | Fuel oil PGT | Fuel oil PGT | deNode | 18 | Producer1 | 276 | 0.36
Wintershall | OCGT | OCGT | deNode | 27 | Producer1 | 109.5 | 0.392
Witznau | Hydroelectric | Hydropower_reservoir_medium | deNode | 31 | Producer1 | 220 | 0.75
Zolling3 | Coal PSC | Coal PSC | deNode | 16 | Producer1 | 472 | 0.453
EnergyStorageTest | Lithium_ion_battery | Lithium_ion_battery | deNode | 3 | Producer2 | 1 | 0.9 | 0.9
Note on G1: [Threaded comment] Your version of Excel allows you to read this threaded comment; however, any edits to it will get removed if the file is opened in a newer version of Excel. Learn more: https://go.microsoft.com/fwlink/?linkid=870924 Comment: name as in amiris